{"text_format":"1","workbook":"xlsx","n_sheets":9,"sheets":["Dashboard","Med avgång_exp2","Utan avgång","Attribut bränslen","Figurer","Med avgång","Med avgång_ekv2","Med avgång_exp","Med avgång_validera_ekv"],"not_rendered":{"charts":11,"images":1,"macros":1,"external_links":0,"defined_names":0,"comments":0,"pivot_tables":0},"unopened":[],"bounds":{"document_bytes":16777216,"sheet_cells":100000,"rows_first":2000,"rows_last":500,"rows_between":2000,"halvings":0,"cell_chars":16384,"cell_head_chars":4096},"cells_cut":0,"cells_raw":0,"read":"whole","date_system":"1900"}

{"sheet":"Dashboard","index":0,"n_rows":28,"n_cols":5,"rows_kept":28,"cut":false,"hidden":false,"merged":[]}
[]
[]
[]
[]
[]
[]
[]
[]
[]
[]
[]
[]
[]
[null,null,"Model input"]
[]
[]
[null,null,"Choose fuel: ","MK1 Diesel"]
[]
[]
[]
[null,null,"Other variables: "]
[null,null,"Amount of fuel",20,"m3"]
[null,null,"Water temperature",10,"°C"]
[null,null,"Depth, raw water intake",5,"m"]
[null,null,"Water velocity towards intake",2,"cm/s"]
[]
[]
[null,null,"If concentration values fall outside of scale ->"]

{"sheet":"Med avgång_exp2","index":1,"n_rows":603,"n_cols":16,"rows_kept":603,"cut":false,"hidden":true,"merged":[]}
[null,null,null,null,null,null,null,null,null,null,null,null,null,null,"with evaporation","odour threshold"]
["Mängd bränsle",{"$f":"Dashboard!D22","v":20},"m3",null,null,"Tid (min)","Radie (m)","Volym (m3)","Vol% etanol","Mängd eter (g)","Koncentration eter (ug/l)","Teoretisk eter","Avgång eter (andel)","Avgång eter (g)","Ether concentration (ug/l)","Odour threshold (ug/L)"]
["Temperatur",{"$f":"Dashboard!D23","v":10},"C",null,null,0,{"$f":"B4","v":15},{"$f":"B7","v":3534.2917352885174},{"$f":"($B$10/H3)*100","v":0},{"$f":"B9","v":15.34},{"$f":"IFERROR(ROUND((J3)*1000000/(H3*1000),2-INT(LOG10(ABS((J3)*1000000/(H3*1000))))),0)","v":4.34},{"$f":"IF((EXP(11.15)*EXP((0.001642*F3)+(0.5454*B$3)+(0.01115*I3)-(0.0003752*F3*B$3)-(0.00001946*F3*I3)-(0.001607*B$3*I3)+(0.00000282*F3*B$3*I3)))>=0,(EXP(11)*EXP((0.001642*F3)+(0.5454*B$3)+(0.01115*I3)-(0.0003752*F3*B$3)-(0.00001946*F3*I3)-(0.001607*B$3*I3)+(0.00000282*F3*B$3*I3))),0)","v":13992051.830933388},null,null,{"$f":"K3-N3","v":4.34},{"$f":"GEOMEAN($B$15:$C$15)","v":2.4494897427831779}]
["Initial spridningsradie",15,"m",null,null,{"$f":"F3+B$12","v":0.35995558023452756},{"$f":"G3+(B$6/100)*(F4-F3)*60","v":15.431946696281432},{"$f":"($B$7-$B$7*($B$11/360.000000000001))+$B$5*PI()*(G4^2)*($B$11/360.000000000001)","v":3560.1018408794598},{"$f":"($B$10/H4)*100","v":0},{"$f":"J3","v":15.34},{"$f":"IFERROR(ROUND((J4)*1000000/(H4*1000),2-INT(LOG10(ABS((J4)*1000000/(H4*1000))))),0)","v":4.3099999999999996},{"$f":"IF((EXP(11.15)*EXP((0.001642*F4)+(0.5454*B$3)+(0.01115*I4)-(0.0003752*F4*B$3)-(0.00001946*F4*I4)-(0.001607*B$3*I4)+(0.00000282*F4*B$3*I4)))>=0,(EXP(11)*EXP((0.001642*F4)+(0.5454*B$3)+(0.01115*I4)-(0.0003752*F4*B$3)-(0.00001946*F4*I4)-(0.001607*B$3*I4)+(0.00000282*F4*B$3*I4))),0)","v":13981428.814412042},{"$f":"IFERROR(IF((1-L4/L3)>0,(1-L4/L3),0),0)","v":7.5921792241084862E-4},{"$f":"M4*J4","v":1.1646402929782418E-2},{"$f":"(J4-N4)*1000000/(H4*1000)","v":4.3055941324654974},{"$f":"GEOMEAN($B$15:$C$15)","v":2.4494897427831779}]
["Djup råvattenintag",{"$f":"Dashboard!D24","v":5},"m",null,null,0.71991116046905512,15.863893392562865,{"$f":"($B$7-$B$7*($B$11/360.000000000001))+$B$5*PI()*(G5^2)*($B$11/360.000000000001)","v":3586.6446363605337},0,{"$f":"J4-N4","v":15.328353597070217},{"$f":"IFERROR(ROUND((J5)*1000000/(H5*1000),2-INT(LOG10(ABS((J5)*1000000/(H5*1000))))),0)","v":4.2699999999999996},{"$f":"IF((EXP(11.15)*EXP((0.001642*F5)+(0.5454*B$3)+(0.01115*I5)-(0.0003752*F5*B$3)-(0.00001946*F5*I5)-(0.001607*B$3*I5)+(0.00000282*F5*B$3*I5)))>=0,(EXP(11)*EXP((0.001642*F5)+(0.5454*B$3)+(0.01115*I5)-(0.0003752*F5*B$3)-(0.00001946*F5*I5)-(0.001607*B$3*I5)+(0.00000282*F5*B$3*I5))),0)","v":13970813.86307523},{"$f":"IFERROR(IF((1-L5/L4)>0,(1-L5/L4),0),0)","v":7.592179224107376E-4},{"$f":"M5*J5","v":1.1637560771944807E-2},{"$f":"(J5-N5)*1000000/(H5*1000)","v":4.2704860919370491},2.4494897427831779]
["Vattenhastighet",{"$f":"Dashboard!D25","v":2},"cm/s",null,null,1.0798667407035827,16.295840088844297,3613.9201217317382,0,{"$f":"J5-N5","v":15.316716036298272},{"$f":"IFERROR(ROUND((J6)*1000000/(H6*1000),2-INT(LOG10(ABS((J6)*1000000/(H6*1000))))),0)","v":4.24},{"$f":"IF((EXP(11.15)*EXP((0.001642*F6)+(0.5454*B$3)+(0.01115*I6)-(0.0003752*F6*B$3)-(0.00001946*F6*I6)-(0.001607*B$3*I6)+(0.00000282*F6*B$3*I6)))>=0,(EXP(11)*EXP((0.001642*F6)+(0.5454*B$3)+(0.01115*I6)-(0.0003752*F6*B$3)-(0.00001946*F6*I6)-(0.001607*B$3*I6)+(0.00000282*F6*B$3*I6))),0)","v":13960206.970799718},7.5921792241084862E-4,1.1628725327235303E-2,4.2350375203193655,2.4494897427831779]
["Inital volym",{"$f":"B5*PI()*B4^2","v":3534.2917352885174},"m3",null,null,1.4398223209381102,16.72778678512573,3641.9282969930732,0,15.305087310971038,4.2,13949608.131466921,7.5921792241084862E-4,1.1619896590552074E-2,4.1992774616148827,2.4494897427831779]
["Initial mängd eter",{"$f":"B2*B21*1000","v":4000},"g",null,null,1.7997779011726378,17.159733481407162,3670.6691621445393,0,15.293467414380485,4.17,13939017.338962914,7.5921792241007147E-4,1.161107455679208E-2,4.1632344580178602,2.4494897427831779]
["Initial mängd eter i lösning",{"$f":"B8*B23","v":15.34},"g",null,null,2.1597334814071654,17.591680177688595,3700.142717186136,0,15.281856339823694,4.13,13928434.587178366,7.592179224117368E-4,1.1602259220915574E-2,4.126936512388208,2.4494897427831779]
["Initial vol etanol i lösning",{"$f":"B2*B24/100","v":0},"m3",null,null,2.5196890616416932,18.023626873970027,3730.3489621178637,0,15.270254080602779,4.09,13917859.870008655,7.592179224107376E-4,1.159345057775933E-2,4.0904110540269905,2.4494897427831779]
["Spridningvinkel",45,"grader",null,null,2.8796446418762205,18.45557357025146,3761.2878969397225,0,15.25866063002502,4.0599999999999996,13907293.181353742,7.5921792241084862E-4,1.1584648622299807E-2,4.0536849077168808,2.4494897427831779]
["delta t",0.35995558023452756,"min",null,null,3.2396002221107478,18.887520266532892,3792.9595216517114,0,15.24707598140272,4.0199999999999996,13896734.515118247,7.5921792241007147E-4,1.1575853349429075E-2,4.0167842659756943,2.4494897427831779]
[null,null,null,null,null,3.5995558023452752,19.319466962814325,3825.3638362538318,0,15.235500128053291,3.98,13886183.865211371,7.592179224117368E-4,1.1567064754124369E-2,3.9797346644568905,2.4494897427831779]
[null,"högsta","lägsta",null,null,3.9595113825798025,19.751413659095757,3858.5008407460828,0,15.223933063299166,3.95,13875641.22554701,7.5921792241084862E-4,1.155828283123982E-2,3.9425609604186191,2.4494897427831779]
["Tröskelvärde:",4,1.5,"ug/l",null,4.3194669628143298,20.183360355377189,3892.3705351284643,0,15.212374780467925,3.91,13865106.590043645,7.5921792240984942E-4,1.1549507575746848E-2,3.9052873141715136,2.4494897427831779]
[null,null,null,null,null,4.6794225430488572,20.615307051658622,3926.9729194009769,0,15.200825272892178,3.87,13854579.952624336,7.592179224117368E-4,1.1540738982629022E-2,3.8679371734059553,2.4494897427831779]
[null,null,null,null,null,5.0393781232833845,21.047253747940054,3962.3079935636206,0,15.189284533909548,3.83,13844061.307216829,7.5921792241084862E-4,1.1531977046742043E-2,3.8305332602911166,2.4494897427831779]
[null,null,null,null,null,5.3993337035179119,21.479200444221487,3998.3757576163944,0,15.177752556862806,3.8,13833550.647753447,7.5921792240996044E-4,1.1523221763073846E-2,3.793097561230959,2.4494897427831779]
["Insert bränsle",null,null,null,null,5.7592892837524392,21.911147140502919,4035.1762115592996,0,15.166229335099732,3.76,13823047.968171094,7.5921792241095964E-4,1.1514473126602569E-2,3.7556513191568759,2.4494897427831779]
[null,null,null,null,null,6.1192448639869665,22.343093836784352,4072.7093553923355,0,15.15471486197313,3.72,13812553.262411302,7.5921792241162578E-4,1.1505731132247827E-2,3.7182150282320099,2.4494897427831779]
["koncentration eter",{"$f":"_xlfn.XLOOKUP(Dashboard!D17,Table1[[#All],[Bränsle]],Table1[[#All],[Mean Ether (g/l)]])","v":0.2},"g/l",null,null,6.4792004442214939,22.775040533065784,4110.975189115502,0,15.143209130840882,3.68,13802066.524420237,7.5921792240996044E-4,1.1496995774936557E-2,3.6808084308389155,2.4494897427831779]
["koncentration eter i lösning",{"$f":"_xlfn.XLOOKUP(Dashboard!D17,Table1[[#All],[Bränsle]],Table1[[#All],[WAF Ether (ug/l)]])","v":767},"ug/l",null,null,6.8391560244560212,23.206987229347217,4149.973712728799,0,15.131712135065944,3.65,13791587.74814859,7.5921792241084862E-4,1.1488267049703793E-2,3.6434505167200197,2.4494897427831779]
["Löslighet",{"$f":"B22/(B21*1000000)","v":3.8349999999999999E-3},null,null,null,7.1991116046905486,23.638933925628649,4189.704926232228,0,15.120223868016241,3.61,13781116.927551694,7.5921792241084862E-4,1.1479544951462216E-2,3.6061595241390818,2.4494897427831779]
["Andel etanol (%)",{"$f":"_xlfn.XLOOKUP(Dashboard!D17,Table1[[#All],[Bränsle]],Table1[[#All],[Ethanol (vol%)]])","v":0},null,null,null,7.5590671849250759,24.070880621910081,4230.1688296257871,0,15.108744323064778,3.57,13770654.056589445,7.592179224117368E-4,1.1470829475207363E-2,3.5689529429313862,2.4494897427831779]
[null,null,null,null,null,7.9190227651596032,24.502827318191514,4271.3654229094764,0,15.09727349358957,3.53,13760199.129226375,7.5921792240996044E-4,1.1462120615858039E-2,3.5318475193110226,2.4494897427831779]
[null,"with evaporation","without evaporation",null,null,8.2789783453941315,24.934774014472946,4313.2947060832976,0,15.085811372973712,3.5,13749752.139431523,7.5921792241095964E-4,1.1453418368472728E-2,3.4948592623047454,2.4494897427831779]
[null,null,null,null,null,8.6389339256286597,25.366720710754379,4355.9566791472489,0,15.074357954605238,3.46,13739313.081178548,7.592179224117368E-4,1.1444722727986228E-2,3.458003451684021,2.4494897427831779]
["Tid till tröskelvärde",{"$f":"INDEX(F$3:F$603, _xlfn.XMATCH(MIN(ABS(O$3:O$603-$P$3)), ABS(O$3:O$603-$P$3), 0))","v":19.437601332664489},{"$f":"INDEX('Utan avgång'!F3:F603, _xlfn.XMATCH(MIN(ABS('Utan avgång'!J3:J603-$P$3)), ABS('Utan avgång'!J3:J603-$P$3), 0))","v":20.877423653602595},"min",null,8.9988895058631879,25.798667407035811,4399.3513421013313,0,15.062913231877252,3.42,13728881.948445717,7.5921792240984942E-4,1.1436033689345678E-2,3.4212946472692116,2.4494897427831779]
["Radie till tröskelvärde",{"$f":"INDEX(G$3:G$603, _xlfn.XMATCH(MIN(ABS(O$3:O$603-$P$3)), ABS(O$3:O$603-$P$3), 0))","v":38.325121599197331},{"$f":"INDEX('Utan avgång'!G3:G603, _xlfn.XMATCH(MIN(ABS('Utan avgång'!J3:J603-$P$3)), ABS('Utan avgång'!J3:J603-$P$3), 0))","v":40.052908384323047},"m",null,9.3588450860977161,26.230614103317244,4443.4786949455447,0,15.051477198187905,3.39,13718458.735215792,7.5921792241095964E-4,1.1427351247624153E-2,3.3847466994830717,2.4494897427831779]
[null,null,null,null,null,9.7188006663322444,26.662560799598676,4488.3387376798892,0,15.040049846940281,3.35,13708043.435476163,7.5921792241084862E-4,1.1418675397749602E-2,3.3483727610343261,2.4494897427831779]
[null,null,null,null,null,10.078756246566773,27.094507495880109,4533.9314703043638,0,15.028631171542532,3.31,13697636.043218764,7.5921792241084862E-4,1.1410006134737439E-2,3.3121852996158512,2.4494897427831779]
[null,null,null,null,null,10.438711826801301,27.526454192161541,4580.2568928189685,0,15.017221165407795,3.28,13687236.552440092,7.592179224107376E-4,1.1401343453583462E-2,3.2761961115064699,2.4494897427831779]
[null,null,null,null,null,10.798667407035829,27.958400888442974,4627.3150052237052,0,15.005819821954212,3.24,13676844.957141204,7.592179224107376E-4,1.1392687349293941E-2,3.240416335969766,2.4494897427831779]
[null,null,null,null,null,11.158622987270357,28.390347584724406,4675.1058075185729,0,14.994427134604917,3.21,13666461.251327718,7.5921792241007147E-4,1.1384037816863946E-2,3.2048564703481381,2.4494897427831779]
[null,null,null,null,null,11.518578567504886,28.822294281005838,4723.6292997035707,0,14.983043096788053,3.17,13656085.429009765,7.5921792241162578E-4,1.1375394851347278E-2,3.1695263857551748,2.4494897427831779]
[null,null,null,null,null,{"$f":"F35+B$12","v":11.878534147739414},29.254240977287271,4772.8854817786996,0,14.971667701936706,3.14,13645717.484202087,7.5921792241084862E-4,1.136675844768999E-2,3.1344353432745251,2.4494897427831779]
[null,null,null,null,null,12.238489727973942,29.686187673568703,4822.8743537439595,0,14.960300943489017,3.1,13635357.410923926,7.5921792241084862E-4,1.135812860095679E-2,3.0995920105783625,2.4494897427831779]
[null,null,null,null,null,12.59844530820847,30.118134369850136,4873.5959155993496,0,14.94894281488806,3.07,13625005.203199074,7.5921792241095964E-4,1.1349505306159555E-2,3.0650044788838207,2.4494897427831779]
[null,null,null,null,null,12.958400888442998,30.550081066131568,4925.0501673448716,0,14.937593309581901,3.03,13614660.855055865,7.592179224107376E-4,1.1340888558317304E-2,3.0306802801707149,2.4494897427831779]
[null,null,null,null,null,13.318356468677527,30.982027762413001,4977.2371089805238,0,14.926252421023584,3,{"$f":"IF((EXP(11.15)*EXP((0.001642*F40)+(0.5454*B$3)+(0.01115*I40)-(0.0003752*F40*B$3)-(0.00001946*F40*I40)-(0.001607*B$3*I40)+(0.00000282*F40*B$3*I40)))>=0,(EXP(11)*EXP((0.001642*F40)+(0.5454*B$3)+(0.01115*I40)-(0.0003752*F40*B$3)-(0.00001946*F40*I40)-(0.001607*B$3*I40)+(0.00000282*F40*B$3*I40))),0)","v":13604324.360527162},{"$f":"IFERROR(IF((1-L40/L39)>0,(1-L40/L39),0),0)","v":7.5921792241084862E-4},{"$f":"M40*J40","v":1.1332278352469425E-2},{"$f":"(J40-N40)*1000000/(H40*1000)","v":2.9966264045889717},2.4494897427831779]
[null,null,null,null,null,13.678312048912055,31.413974458694433,5030.156740506307,0,14.914920142671114,2.97,13593995.713650372,7.5921792240984942E-4,1.1323674683627579E-2,2.9628493179891198,2.4494897427831779]
[null,null,null,null,null,14.038267629146583,31.845921154975866,5083.8090619222203,0,14.903596467987487,2.93,13583674.908467378,7.5921792241184782E-4,1.1315077546890014E-2,2.9293549795140676,2.4494897427831779]
[null,null,null,null,null,14.398223209381111,32.277867851257298,5138.1940732282646,0,14.892281390440598,2.9,13573361.939024668,7.5921792241084862E-4,1.1306486937208055E-2,2.8961488591951641,2.4494897427831779]
[null,null,null,null,null,14.75817878961564,32.709814547538734,5193.311774424441,0,14.88097490350339,2.87,13563056.799373204,7.5921792240996044E-4,1.1297902849672605E-2,2.8632359555000289,2.4494897427831779]
[null,null,null,null,null,15.118134369850168,33.14176124382017,5249.1621655107474,0,14.869677000653716,2.83,13552759.483568443,7.5921792241084862E-4,1.1289325279356693E-2,2.8306208127842485,2.4494897427831779]
[null,null,null,null,null,15.478089950084696,33.573707940101606,5305.7452464871858,0,14.85838767537436,2.8,13542469.985670382,7.592179224117368E-4,1.1280754221285877E-2,2.7983075386031793,2.4494897427831779]
[null,null,null,null,null,15.838045530319224,34.005654636383042,5363.0610173537534,0,14.847106921153074,2.77,13532188.299743563,7.5921792240996044E-4,1.1272189670476381E-2,2.7662998208442739,2.4494897427831779]
[null,null,null,null,null,16.198001110553751,34.437601332664471,5421.1094781104512,0,14.835834731482597,2.74,13521914.419856958,7.5921792241095964E-4,1.1263631622068575E-2,2.7346009446442117,2.4494897427831779]
[null,null,null,null,null,16.557956690788277,34.8695480289459,5479.8906287572809,0,14.824571099860529,2.71,13511648.340084087,7.5921792241162578E-4,1.125508007107954E-2,2.7032138090589566,2.4494897427831779]
[null,null,null,null,null,16.917912271022804,35.301494725227329,5539.4044692942407,0,14.81331601978945,2.67,13501390.054502994,7.5921792240996044E-4,1.1246535012546731E-2,2.6721409434582761,2.4494897427831779]
[null,null,null,null,null,17.27786785125733,35.733441421508758,5599.6509997213316,0,14.802069484776904,2.64,13491139.557196155,7.5921792241084862E-4,1.1237996441613341E-2,2.6413845236196614,2.4494897427831779]
[null,null,null,null,null,17.637823431491856,36.165388117790187,5660.6302200385526,0,14.790831488335291,2.61,13480896.842250586,7.5921792241084862E-4,1.122946435330288E-2,2.6109463874998231,2.4494897427831779]
[null,null,null,null,null,17.997779011726383,36.597334814071615,5722.3421302459046,0,14.779602023981989,2.58,13470661.903757766,7.5921792241162578E-4,1.1220938742718265E-2,2.5808280506647425,2.4494897427831779]
[null,null,null,null,null,18.357734591960909,37.029281510353044,5784.7867303433886,0,14.76838108523927,2.5499999999999998,13460434.735813707,7.5921792241007147E-4,1.1212419604895555E-2,2.5510307213621997,2.4494897427831779]
[null,null,null,null,null,18.717690172195436,37.461228206634473,5847.9640203310028,0,14.757168665634374,2.52,13450215.332518836,7.5921792241084862E-4,1.1203906934989405E-2,2.5215553152231509,2.4494897427831779]
[null,null,null,null,null,19.077645752429962,37.893174902915902,5911.874000208747,0,14.745964758699385,2.4900000000000002,13440003.687978102,7.5921792241095964E-4,1.1195400728044974E-2,2.4924024695808908,2.4494897427831779]
[null,null,null,null,null,19.437601332664489,38.325121599197331,5976.5166699766232,0,14.73476935797134,2.4700000000000002,13429799.796300922,7.5921792241084862E-4,1.1186900979162034E-2,2.463572557399019,2.4494897427831779]
[null,null,null,null,null,19.797556912899015,38.75706829547876,6041.8920296346287,0,14.723582456992178,2.44,13419603.651601179,7.5921792241095964E-4,1.1178407683444054E-2,2.4350657008014158,2.4494897427831779]
[null,null,null,null,null,20.157512493133542,39.189014991760189,6108.0000791827661,0,14.712404049308734,2.41,13409415.247997236,7.5921792241062658E-4,1.1169920835981867E-2,2.4068817841992787,2.4494897427831779]
[null,null,null,null,null,20.517468073368068,39.620961688041618,6174.8408186210327,0,14.701234128472752,2.38,13399234.579611916,7.5921792241018249E-4,1.1161440431884752E-2,2.3790204670120483,2.4494897427831779]
[null,null,null,null,null,20.877423653602595,40.052908384323047,6242.414247949433,0,14.690072688040868,2.35,13389061.640572477,7.5921792241162578E-4,1.1152966466290154E-2,2.3514811959806177,2.4494897427831779]
[null,null,null,null,null,21.237379233837121,40.484855080604476,6310.7203671679617,0,14.678919721574578,2.33,13378896.42501069,7.5921792241084862E-4,1.1144498934249484E-2,2.3242632170727493,2.4494897427831779]
[null,null,null,null,null,21.597334814071647,40.916801776885904,6379.7591762766224,0,14.667775222640328,2.2999999999999998,13368738.927062746,7.592179224107376E-4,1.1136037830920684E-2,2.2973655869818219,2.4494897427831779]
[null,null,null,null,null,21.957290394306174,41.348748473167333,6449.5306752754132,0,14.656639184809407,2.27,13358589.140869288,7.5921792241095964E-4,1.1127583151418059E-2,2.2707871842213669,2.4494897427831779]
[null,null,null,null,null,22.3172459745407,41.780695169448762,6520.034864164335,0,14.645511601657988,2.25,13348447.060575416,7.5921792241084862E-4,1.1119134890854757E-2,2.2445267198188223,2.4494897427831779]
[null,null,null,null,null,22.677201554775227,42.212641865730191,6591.2717429433887,0,14.634392466767133,2.2200000000000002,13338312.680330675,7.5921792241084862E-4,1.1110693044363917E-2,2.2185827476129241,2.4494897427831779]
[null,null,null,null,null,23.037157135009753,42.64458856201162,6663.2413116125717,0,14.62328177372277,2.19,13328185.994289059,7.5921792241007147E-4,1.1102257607062866E-2,2.1929536741600333,2.4494897427831779]
[null,null,null,null,null,{"$f":"F67+B$12","v":23.39711271524428},{"$f":"G67+(B$6/100)*(F68-F67)*60","v":43.076535258293049},6735.9435701718858,{"$f":"($B$10/H68)*100","v":0},14.612179516115708,{"$f":"IFERROR(ROUND((J68)*1000000/(H68*1000),2-INT(LOG10(ABS((J68)*1000000/(H68*1000))))),0)","v":2.17},{"$f":"IF((EXP(11.15)*EXP((0.001642*F68)+(0.5454*B$3)+(0.01115*I68)-(0.0003752*F68*B$3)-(0.00001946*F68*I68)-(0.001607*B$3*I68)+(0.00000282*F68*B$3*I68)))>=0,(EXP(11)*EXP((0.001642*F68)+(0.5454*B$3)+(0.01115*I68)-(0.0003752*F68*B$3)-(0.00001946*F68*I68)-(0.001607*B$3*I68)+(0.00000282*F68*B$3*I68))),0)","v":13318066.996608958},7.592179224117368E-4,1.1093828574132705E-2,{"$f":"(J68-N68)*1000000/(H68*1000)","v":2.1676377682553816},{"$f":"GEOMEAN($B$15:$C$15)","v":2.4494897427831779}]
[null,null,null,null,null,23.757068295478806,43.508481954574478,{"$f":"($B$7-$B$7*($B$11/360.000000000001))+$B$5*PI()*(G69^2)*($B$11/360.000000000001)","v":6809.3785186213308},0,14.601085687541575,2.14,13307955.681453265,{"$f":"IFERROR(IF((1-L69/L68)>0,(1-L69/L68),0),0)","v":7.592179224107376E-4},{"$f":"M69*J69","v":1.1085405940636471E-2},2.1426331700759849,2.4494897427831779]
[null,null,null,null,null,24.117023875713333,43.940428650855907,6883.546156960907,0,{"$f":"J69-N69","v":14.590000281600938},2.12,13297852.042989267,7.5921792241007147E-4,1.1076989701759422E-2,2.117937899952397,2.4494897427831779]
[null,null,null,null,null,24.476979455947859,44.372375347137336,6958.4464851906132,0,14.578923291899178,2.1,13287756.075388663,7.5921792241084862E-4,1.1068579852662824E-2,2.0935498667771184,2.4494897427831779]
[null,null,null,null,null,24.836935036182386,44.804322043418765,7034.0795033104514,0,14.567854712046515,2.0699999999999998,13277667.772827592,7.592179224117368E-4,1.1060176388475985E-2,2.0694668760577941,2.4494897427831779]
[null,null,null,null,null,25.196890616416912,45.236268739700193,7110.4452113204188,0,14.556794535658039,2.0499999999999998,13267587.129486656,7.5921792240996044E-4,1.1051779304310961E-2,2.0456866376237173,2.4494897427831779]
[null,null,null,null,null,25.556846196651438,45.668215435981622,7187.5436092205191,0,14.545742756353729,2.02,13257514.139550801,7.5921792241084862E-4,1.1043388595401528E-2,2.0222067729943971,2.4494897427831779]
[null,null,null,null,null,25.916801776885965,46.100162132263051,7265.3746970107495,0,14.534699367758327,2,13247448.79720944,7.5921792241084862E-4,1.1035004256855751E-2,1.9990248224192835,2.4494897427831779]
[null,null,null,null,null,26.276757357120491,46.53210882854448,7343.9384746911101,0,14.523664363501471,1.98,13237391.096656367,7.592179224117368E-4,1.1026626283862967E-2,1.9761382515977597,2.4494897427831779]
[null,"utifrån simulering",null,null,null,26.636712937355018,46.964055524825909,7423.2349422616007,0,14.512637737217608,1.96,13227341.032089835,7.5921792240996044E-4,1.1018254671538741E-2,1.9535444580887711,2.4494897427831779]
["P98; 18,5C; 0min; 73008,6ug/l",73200,null,null,null,26.996668517589544,47.396002221107338,7503.2640997222234,0,14.501619482546069,1.93,13217298.597712433,7.592179224107376E-4,1.1009889415129702E-2,1.9312407774194422,2.4494897427831779]
["P98; 18,5C; 1440min; 37,4ug/l",46.4,null,null,null,27.356624097824071,47.827948917388767,7584.025947072977,0,14.490609593130939,1.91,13207263.787731182,7.592179224117368E-4,1.1001530509776454E-2,1.909224488902165,2.4494897427831779]
["E85; 18,5C; 0min; 63582ug/l",63100,null,null,null,27.716579678058597,48.259895613670196,7665.5204843138599,0,14.479608062621162,1.89,13197236.596357541,7.5921792240984942E-4,1.0993177950612144E-2,1.887492821169551,2.4494897427831779]
["E85; 18,5C; 1440min; 660ug/l",446,null,null,null,28.076535258293124,48.691842309951625,7747.7477114448748,0,14.468614884670551,1.87,13187217.01780729,7.5921792241084862E-4,1.0984831732902255E-2,1.8660429574366522,2.4494897427831779]
["P98; 10C; 0min; 107328ug/l",107000,null,null,null,28.43649083852765,49.123789006233054,7830.7076284660216,0,14.457630052937649,1.85,13177205.046300648,7.5921792241095964E-4,1.0976491851777573E-2,1.8448720404998527,2.4494897427831779]
["P98; 10C; 1200min; 38324ug/l",9300,null,null,null,28.796446418762176,49.555735702514482,7914.4002353772976,0,14.446653561085871,1.83,13167200.676062215,7.592179224107376E-4,1.0968158302435298E-2,1.8239771774816305,2.4494897427831779]
["E85; 10C; 0min; 104317ug/l",104000,null,null,null,29.156401998996703,49.987682398795911,7998.8255321787046,0,14.435685402783434,1.8,13157203.901320968,7.5921792241084862E-4,1.0959831080077854E-2,1.8033554443303852,2.4494897427831779]
["E85; 10C; 1200min; 8925ug/l",22100,null,null,null,29.516357579231229,50.41962909507734,8083.9835188702427,0,14.424725571703357,1.78,13147214.71631027,7.5921792241095964E-4,1.0951510179896864E-2,1.7830038900843554,2.4494897427831779]
["P98; 5C; 0min; 78455ug/l",78300,null,null,null,29.876313159465756,50.851575791358769,8169.8741954519119,0,14.41377406152346,1.76,13137233.115267877,7.5921792240984942E-4,1.0943195597074818E-2,1.7629195409085123,2.4494897427831779]
["P98; 5C; 1440min; 32663ug/l",55000,null,null,null,30.236268739700282,51.283522487640198,8256.4975619237121,0,14.402830865926385,1.74,13127259.092435865,7.592179224117368E-4,1.0934887326876266E-2,1.7430994039131391,2.4494897427831779]
["E85; 5C; 0min; 110472ug/l",110000,null,null,null,30.596224319934809,51.715469183921627,8343.8536182856406,0,14.391895978599509,1.72,13117292.642060755,7.5921792241095964E-4,1.0926585364426963E-2,1.7235404707626991,2.4494897427831779]
["E85; 5C; 1440min; 44850ug/l",38300,null,null,null,30.956179900169335,52.147415880203056,8431.9423645377028,0,14.380969393235082,1.71,13107333.758393396,7.592179224107376E-4,1.0918289704984345E-2,1.7042397210832885,2.4494897427831779]
[null,null,null,null,null,31.316135480403862,52.579362576484485,8520.7638006798952,0,14.370051103530098,1.69,13097382.435689013,7.5921792241007147E-4,1.0910000343748677E-2,1.6851941256769249,2.4494897427831779]
[null,null,null,null,null,31.676091060638388,53.011309272765914,8610.3179267122177,0,14.359141103186349,1.67,13087438.668207159,7.5921792241162578E-4,1.0901717275976521E-2,1.666400649550595,2.4494897427831779]
[null,null,null,null,null,32.036046640872918,53.44325596904735,8700.604742634674,0,14.348239385910373,1.65,13077502.450211802,7.5921792241095964E-4,1.0893440496825977E-2,1.6478562547678706,2.4494897427831779]
[null,null,null,null,null,32.396002221107445,53.875202665328779,8791.6242484472568,0,14.337345945413547,1.63,13067573.775971241,7.5921792240996044E-4,1.0885170001549744E-2,1.6295579031306171,2.4494897427831779]
[null,null,null,null,null,32.755957801341971,54.307149361610207,8883.3764441499734,0,14.326460775411999,1.61,13057652.639758086,7.592179224117368E-4,1.0876905785421538E-2,1.6115025586981526,2.4494897427831779]
[null,null,null,null,null,33.115913381576497,54.739096057891636,8975.8613297428183,0,14.315583869626577,1.59,13047739.035849368,7.592179224107376E-4,1.0868647843594557E-2,1.5936871901510146,2.4494897427831779]
[null,null,null,null,null,33.475868961811024,55.171042754173065,9069.0789052257969,0,14.304715221782983,1.58,13037832.958526423,7.5921792240996044E-4,1.0860396171348213E-2,1.5761087730061774,2.4494897427831779]
[null,null,null,null,null,33.83582454204555,55.602989450454494,9163.0291705989039,0,14.293854825611636,1.56,13027934.402074909,7.5921792241107067E-4,1.0852150763946323E-2,1.5587642916904672,2.4494897427831779]
[null,null,null,null,null,34.195780122280077,56.034936146735923,9257.712125862141,0,14.283002674847689,1.54,13018043.360784851,7.5921792241162578E-4,1.0843911616597555E-2,1.541650741478632,2.4494897427831779]
[null,null,null,null,null,34.555735702514603,56.466882843017352,9353.1277710155118,0,14.272158763231092,1.53,13008159.828950632,7.5921792241007147E-4,1.0835678724527004E-2,1.5247651303023038,2.4494897427831779]
[null,null,null,null,null,34.91569128274913,56.898829539298781,9449.276106059011,0,14.261323084506564,1.51,12998283.800870908,7.5921792241084862E-4,1.0827452083048949E-2,1.5081044804359027,2.4494897427831779]
[null,null,null,null,null,35.275646862983656,57.33077623558021,9546.1571309926421,0,14.250495632423515,1.49,12988415.270848705,7.5921792241084862E-4,1.0819231687373454E-2,1.4916658300653232,2.4494897427831779]
[null,null,null,null,null,35.635602443218183,57.762722931861639,9643.7708458164052,0,14.239676400736142,1.48,12978554.23319135,7.592179224117368E-4,1.0811017532782331E-2,1.4754462347449937,2.4494897427831779]
[null,null,null,null,null,35.995558023452709,58.194669628143068,9742.1172505302966,0,14.22886538320336,1.46,12968700.682210542,7.5921792240996044E-4,1.0802809614486659E-2,1.4594427687487475,2.4494897427831779]
[null,null,null,null,null,36.355513603687236,58.626616324424496,9841.1963451343199,0,14.218062573588872,1.44,12958854.612222226,7.5921792241084862E-4,1.0794607927827587E-2,1.443652526319668,2.4494897427831779]
[null,null,null,null,null,36.715469183921762,59.058563020705925,9941.0081296284734,0,14.207267965661044,1.43,12949016.017546698,7.5921792241184782E-4,1.0786412468037578E-2,1.4280726228239764,2.4494897427831779]
[null,null,null,null,null,37.075424764156288,59.490509716987354,10041.552604012759,0,14.196481553193006,1.41,12939184.892508604,7.5921792240996044E-4,1.0778223230346523E-2,1.4127001958137264,2.4494897427831779]
[null,null,null,null,null,37.435380344390815,59.922456413268783,10142.829768287174,0,14.18570332996266,1.4,12929361.231436824,7.592179224107376E-4,1.0770040210109333E-2,1.3975324060029335,2.4494897427831779]
[null,null,null,null,null,{"$f":"F107+B$12","v":37.795335924625341},{"$f":"G107+(B$6/100)*(F108-F107)*60","v":60.354403109550212},{"$f":"($B$7-$B$7*($B$11/360.000000000001))+$B$5*PI()*(G108^2)*($B$11/360.000000000001)","v":10244.83962245172},0,14.17493328975255,{"$f":"IFERROR(ROUND((J108)*1000000/(H108*1000),2-INT(LOG10(ABS((J108)*1000000/(H108*1000))))),0)","v":1.38},{"$f":"IF((EXP(11.15)*EXP((0.001642*F108)+(0.5454*B$3)+(0.01115*I108)-(0.0003752*F108*B$3)-(0.00001946*F108*I108)-(0.001607*B$3*I108)+(0.00000282*F108*B$3*I108)))>=0,(EXP(11)*EXP((0.001642*F108)+(0.5454*B$3)+(0.01115*I108)-(0.0003752*F108*B$3)-(0.00001946*F108*I108)-(0.001607*B$3*I108)+(0.00000282*F108*B$3*I108))),0)","v":12919545.028664593},7.5921792241095964E-4,1.0761863402559881E-2,1.3825664381616081,2.4494897427831779]
[null,null,null,null,null,38.155291504859868,60.786349805831641,10347.5821665064,0,14.16417142634999,1.37,12909736.278529435,7.5921792241095964E-4,1.0753692802986117E-2,1.3677995019319134,2.4494897427831779]
[null,null,null,null,null,38.515247085094394,61.21829650211307,10451.057400451207,0,14.153417733547004,1.35,12899934.975373179,7.5921792241084862E-4,1.0745528406676417E-2,1.3532288325705435,2.4494897427831779]
[null,null,null,null,null,38.875202665328921,61.650243198394499,10555.265324286145,0,14.142672205140327,1.34,12890141.11354194,7.5921792241084862E-4,1.0737370208924294E-2,1.3388516916212287,2.4494897427831779]
[null,null,null,null,null,39.235158245563447,62.082189894675928,10660.205938011215,0,14.131934834931403,1.33,12880354.687386137,7.5921792241062658E-4,1.0729218205018981E-2,1.3246653675211137,2.4494897427831779]
[null,null,null,null,null,39.595113825797974,62.514136590957357,10765.879241626415,0,14.121205616726384,1.31,12870575.691260464,7.5921792241084862E-4,1.0721072390267412E-2,1.3106671761445865,2.4494897427831779]
[null,null,null,null,null,39.9550694060325,62.946083287238785,10872.285235131747,0,14.110484544336115,1.3,12860804.119523913,7.5921792241095964E-4,1.0712932759962822E-2,1.2968544612879902,2.4494897427831779]
[null,null,null,null,null,40.315024986267026,63.378029983520214,10979.423918527209,0,14.099771611576152,1.28,12851039.966539754,7.5921792241095964E-4,1.0704799309409874E-2,1.2832245950984889,2.4494897427831779]
[null,null,null,null,null,40.674980566501553,63.809976679801643,11087.295291812803,0,14.089066812266742,1.27,12841283.226675551,7.5921792240984942E-4,1.0696672033902715E-2,1.269774978450221,2.4494897427831779]
[null,null,null,null,null,41.034936146736079,64.241923376083079,11195.899354988527,0,14.078370140232838,1.26,12831533.894303093,7.5921792241184782E-4,1.068855092881257E-2,1.2565030412707245,2.4494897427831779]
[null,null,null,null,null,41.394891726970606,64.673870072364508,11305.236108054381,0,14.067681589304026,1.24,12821791.963798517,7.592179224107376E-4,1.0680435989367186E-2,1.2434062428205095,2.4494897427831779]
[null,null,null,null,null,41.754847307205132,65.105816768645937,11415.305551010368,0,14.057001153314658,1.23,12812057.429542188,7.5921792241007147E-4,1.0672327210935533E-2,1.230482071928463,2.4494897427831779]
[null,null,null,null,null,42.114802887439659,65.537763464927366,11526.107683856484,0,14.046328826103723,1.22,12802330.285918711,7.592179224117368E-4,1.0664224588866558E-2,1.2177280471857181,2.4494897427831779]
[null,null,null,null,null,42.474758467674185,65.969710161208795,11637.642506592731,0,14.035664601514856,1.21,12792610.527317021,7.5921792241062658E-4,1.0656128118414484E-2,1.2051417171004579,2.4494897427831779]
[null,null,null,null,null,42.834714047908712,66.401656857490224,11749.910019219109,0,14.025008473396442,1.19,12782898.14813027,7.5921792241007147E-4,1.0648037794955694E-2,1.1927206602159894,2.4494897427831779]
[null,null,null,null,null,43.194669628143238,66.833603553771653,11862.910221735618,0,14.014360435601485,1.18,12773193.142755859,7.592179224107376E-4,1.06399536138326E-2,1.1804624851943641,2.4494897427831779]
[null,null,null,null,null,43.554625208377765,67.265550250053082,11976.643114142256,0,14.003720481987653,1.17,12763495.505595451,7.592179224117368E-4,1.0631875570369351E-2,1.168364830867672,2.4494897427831779]
[null,null,null,null,null,43.914580788612291,67.69749694633451,12091.108696439029,0,13.993088606417283,1.1599999999999999,12753805.231054991,7.5921792241095964E-4,1.0623803659876601E-2,1.1564253662590429,2.4494897427831779]
[null,null,null,null,null,44.274536368846817,68.129443642615939,12206.30696862593,0,13.982464802757406,1.1499999999999999,12744122.313544648,7.5921792241007147E-4,1.0615737877721427E-2,1.1446417905752948,2.4494897427831779]
[null,null,null,null,null,44.634491949081344,68.561390338897368,12322.237930702959,0,13.971849064879684,1.1299999999999999,12734446.747478809,7.5921792241084862E-4,1.0607678219275912E-2,1.133011833173063,2.4494897427831779]
[null,null,null,null,null,44.99444752931587,68.993337035178797,12438.901582670123,0,13.961241386660408,1.1200000000000001,12724778.527276127,7.5921792241162578E-4,1.059962467986752E-2,1.1215332535001781,2.4494897427831779]
[null,null,null,null,null,45.354403109550397,69.425283731460226,12556.297924527416,0,13.95064176198054,1.1100000000000001,12715117.64735952,7.5921792241007147E-4,1.0591577254818045E-2,1.1102038410139419,2.4494897427831779]
[null,null,null,null,null,45.714358689784923,69.857230427741655,12674.426956274841,0,13.940050184725722,1.1000000000000001,12705464.102156082,7.5921792241084862E-4,1.0583535939550429E-2,1.0990214150778617,2.4494897427831779]
[null,null,null,null,null,46.07431427001945,70.289177124023084,12793.288677912396,0,13.929466648786171,1.0900000000000001,12695817.886097178,7.5921792241084862E-4,1.0575500729382643E-2,1.0879838248383891,2.4494897427831779]
[null,null,null,null,null,46.434269850253976,70.721123820304513,12912.88308944008,{"$f":"($B$10/H132)*100","v":0},13.918891148056789,1.08,12686178.99361839,7.592179224107376E-4,1.0567471619688882E-2,{"$f":"(J132-N132)*1000000/(H132*1000)","v":1.0770889490830342},{"$f":"GEOMEAN($B$15:$C$15)","v":2.4494897427831779}]
[null,null,null,null,null,46.794225430488503,71.153070516585942,13033.210190857899,0,13.908323676437099,1.07,12676547.419159522,{"$f":"IFERROR(IF((1-L133/L132)>0,(1-L133/L132),0),0)","v":7.5921792241084862E-4},{"$f":"M133*J133","v":1.0559448605842191E-2},1.0663346960812308,2.4494897427831779]
[null,null,null,null,null,47.154181010723029,71.585017212867371,13154.269982165846,0,{"$f":"J133-N133","v":13.897764227831257},1.06,12666923.157164605,7.5921792241084862E-4,1.0551431683209858E-2,1.0557190034092276,2.4494897427831779]
[null,null,null,null,null,47.514136590957555,72.016963909148799,13276.062463363924,0,13.887212796148047,1.05,12657306.202081885,7.5921792241084862E-4,1.0543420847168873E-2,1.0452398377602068,2.4494897427831779]
[null,null,null,null,null,47.874092171192082,72.448910605430228,13398.587634452135,0,13.876669375300878,1.04,12647696.548363822,7.5921792241095964E-4,1.0535416093099721E-2,1.0348951947407821,2.4494897427831779]
[null,null,null,null,null,48.234047751426608,72.880857301711657,13521.845495430473,0,13.866133959207778,1.03,12638094.190467091,7.592179224107376E-4,1.0527417416378705E-2,1.0246830986549667,2.4494897427831779]
[null,null,null,null,null,48.594003331661135,73.312803997993086,13645.836046298942,0,13.855606541791399,1.02,12628499.122852571,7.5921792241095964E-4,1.0519424812402567E-2,1.0146016022766224,2.4494897427831779]
[null,null,null,null,null,48.953958911895661,73.744750694274515,13770.559287057544,0,13.845087116978997,1.01,12618911.339985352,7.5921792241084862E-4,1.051143827655E-2,1.0046487866113811,2.4494897427831779]
[null,null,null,null,null,49.313914492130188,74.176697390555944,13896.015217706277,0,13.834575678702446,0.996,12609330.836334722,7.5921792241084862E-4,1.0503457804220127E-2,0.99482276064893904,2.4494897427831779]
[null,null,null,null,null,49.673870072364714,74.608644086837373,14022.203838245141,0,13.824072220898227,0.98599999999999999,12599757.606374169,7.5921792241084862E-4,1.0495483390807877E-2,0.98512166110660171,2.4494897427831779]
[null,null,null,null,null,50.033825652599241,75.040590783118802,14149.125148674133,0,13.81357673750742,0.97599999999999998,12590191.644581389,7.5921792240996044E-4,1.0487515031700943E-2,0.97554365216489447,2.4494897427831779]
[null,null,null,null,null,50.393781232833767,75.472537479400231,14276.779148993259,0,13.80308922247572,0.96699999999999997,12580632.945438223,7.5921792241184782E-4,1.0479552722353383E-2,0.96608692519600725,2.4494897427831779]
[null,null,null,null,null,50.753736813068294,75.90448417568166,14405.165839202515,0,13.792609669753366,0.95699999999999996,12571081.503430776,7.5921792241062658E-4,1.0471596458090869E-2,0.95674969848582248,2.4494897427831779]
[null,null,null,null,null,51.11369239330282,76.336430871963088,14534.285219301903,0,13.782138073295275,0.94799999999999995,12561537.313049292,7.5921792241018249E-4,1.0463646234377514E-2,0.94753021695017814,2.4494897427831779]
[null,null,null,null,null,51.473647973537346,76.768377568244517,14664.137289291421,0,13.771674427060898,0.93899999999999995,12552000.368788194,7.592179224107376E-4,1.0455702046630259E-2,0.93842675184604851,2.4494897427831779]
[null,null,null,null,null,51.833603553771873,77.200324264525946,14794.722049171065,0,13.761218725014267,0.93,12542470.665146092,7.5921792241162578E-4,1.0447763890257294E-2,0.92943760047823631,2.4494897427831779]
[null,null,null,null,null,52.193559134006399,77.632270960807375,14926.039498940845,0,13.75077096112401,0.92100000000000004,12532948.196625812,7.5921792240996044E-4,1.0439831760639786E-2,0.92056108590215002,2.4494897427831779]
[null,null,null,null,null,52.553514714240926,78.064217657088804,15058.089638600755,0,13.740331129363369,0.91200000000000003,12523432.957734287,7.5921792241084862E-4,1.0431905653272367E-2,0.91179555662320533,2.4494897427831779]
[null,null,null,null,null,52.913470294475452,78.496164353370233,15190.872468150796,0,13.729899223710097,0.90400000000000003,12513924.942982651,7.5921792241184782E-4,1.0423985563549221E-2,0.90313938629336921,2.4494897427831779]
[null,null,null,null,null,53.273425874709979,78.928111049651662,15324.387987590966,0,13.719475238146549,0.89500000000000002,12504424.146886235,7.5921792241084862E-4,1.0416071486872706E-2,0.89459097340531213,2.4494897427831779]
[null,null,null,null,null,53.633381454944505,79.360057745933091,15458.636196921268,0,13.709059166659676,0.88700000000000001,12494930.563964505,7.5921792240984942E-4,1.0408163418705062E-2,0.8861487409846146,2.4494897427831779]
[null,null,null,null,null,53.993337035179032,79.79200444221452,15593.617096141699,0,13.698651003240972,0.878,12485444.188741064,7.5921792241084862E-4,1.0400261354511898E-2,0.87781113628045404,2.4494897427831779]
[null,null,null,null,null,54.353292615413558,80.223951138495948,15729.330685252266,0,13.68825074188646,0.87,12475965.015743701,7.5921792241162578E-4,1.0392365289704433E-2,0.86957663045516875,2.4494897427831779]
[null,null,null,null,null,54.713248195648085,80.655897834777377,15865.77696425296,0,13.677858376596756,0.86199999999999999,12466493.039504386,7.5921792241007147E-4,1.0384475219698982E-2,0.86144371827305533,2.4494897427831779]
[null,null,null,null,null,55.073203775882611,81.087844531058806,16002.955933143785,0,13.667473901377058,0.85399999999999998,12457028.254559185,7.592179224107376E-4,1.0376591140006467E-2,0.85341091778874312,2.4494897427831779]
[null,null,null,null,null,55.433159356117137,81.519791227340235,16140.86759192474,0,13.657097310237051,0.84599999999999997,12447570.655448345,7.5921792241084862E-4,1.0368713046040963E-2,0.84547677003548771,2.4494897427831779]
[null,null,null,null,null,55.793114936351664,81.951737923621664,16279.511940595827,0,13.646728597191009,0.83799999999999997,12438120.236716254,7.5921792241084862E-4,1.0360840933264073E-2,0.83763983871365721,2.4494897427831779]
[null,null,null,null,null,56.15307051658619,82.383684619903093,16418.888979157047,0,13.636367756257744,0.83099999999999996,12428676.992911439,7.592179224107376E-4,1.0352974797134776E-2,0.82989870987970915,2.4494897427831779]
[null,null,null,null,null,56.513026096820717,82.815631316184522,16558.998707608393,0,13.62601478146061,0.82299999999999995,12419240.918586565,7.5921792241084862E-4,1.0345114633120038E-2,0.82225199163591178,2.4494897427831779]
[null,null,null,null,null,56.872981677055243,83.247578012465951,16699.841125949872,0,13.61566966682749,0.81499999999999995,12409812.008298423,7.5921792241184782E-4,1.0337260436694784E-2,0.81469831382105062,2.4494897427831779]
[null,null,null,null,null,57.23293725728977,83.67952470874738,16841.416234181481,0,13.605332406390795,0.80800000000000005,12400390.256607985,7.5921792240996044E-4,1.0329412203276928E-2,0.80723632770235709,2.4494897427831779]
[null,null,null,null,null,57.592892837524296,84.111471405028809,16983.724032303224,0,13.595002994187519,0.8,12390975.65808028,7.5921792241084862E-4,1.0321569928416315E-2,0.7998647056688446,2.4494897427831779]
[null,null,null,null,null,57.952848417758823,84.543418101310237,17126.764520315097,0,13.584681424259102,0.79300000000000004,12381568.20728451,7.592179224107376E-4,1.0313733607537736E-2,0.79258214092627854,2.4494897427831779]
[null,null,null,null,null,58.312803997993349,84.975364797591666,17270.537698217096,0,13.574367690651565,0.78600000000000003,12372167.898793986,7.5921792241095964E-4,1.0305903236138936E-2,0.78538734719392644,2.4494897427831779]
[null,null,null,null,null,58.672759578227875,85.407311493873095,17415.04356600923,0,13.564061787415426,0.77900000000000003,12362774.727186145,7.5921792241084862E-4,1.0298078809693922E-2,0.77827905840327827,2.4494897427831779]
[null,null,null,null,null,59.032715158462402,85.839258190154524,17560.282123691497,0,13.553763708605732,0.77200000000000002,12353388.687042538,7.5921792241084862E-4,1.0290260323695203E-2,0.77125602839887342,2.4494897427831779]
[null,null,null,null,null,59.392670738696928,86.271204886435953,17706.253371263891,0,13.543473448282038,0.76500000000000001,12344009.772948839,7.5921792240996044E-4,1.0282447773619151E-2,0.76431703064138434,2.4494897427831779]
[null,null,null,null,null,59.752626318931455,86.703151582717382,17852.957308726414,0,13.533191000508419,0.75800000000000001,12334637.979494791,7.5921792241162578E-4,1.0274641155005712E-2,0.75746085791307505,2.4494897427831779]
[null,null,null,null,null,60.112581899165981,87.135098278998811,18000.393936079072,0,13.522916359353413,0.751,12325273.301274309,7.5921792241084862E-4,1.0266840463283975E-2,0.75068632202576757,2.4494897427831779]
[null,null,null,null,null,60.472537479400508,87.56704497528024,18148.56325332186,0,13.512649518890129,0.745,12315915.732885381,7.5921792240984942E-4,1.0259045693984215E-2,0.74399225353140308,2.4494897427831779]
[null,null,null,null,null,{"$f":"F171+B$12","v":60.832493059635034},{"$f":"G171+(B$6/100)*(F172-F171)*60","v":87.998991671561669},{"$f":"($B$7-$B$7*($B$11/360.000000000001))+$B$5*PI()*(G172^2)*($B$11/360.000000000001)","v":18297.465260454774},0,13.502390473196144,{"$f":"IFERROR(ROUND((J172)*1000000/(H172*1000),2-INT(LOG10(ABS((J172)*1000000/(H172*1000))))),0)","v":0.73799999999999999},{"$f":"IF((EXP(11.15)*EXP((0.001642*F172)+(0.5454*B$3)+(0.01115*I172)-(0.0003752*F172*B$3)-(0.00001946*F172*I172)-(0.001607*B$3*I172)+(0.00000282*F172*B$3*I172)))>=0,(EXP(11)*EXP((0.001642*F172)+(0.5454*B$3)+(0.01115*I172)-(0.0003752*F172*B$3)-(0.00001946*F172*I172)-(0.001607*B$3*I172)+(0.00000282*F172*B$3*I172))),0)","v":12306565.268930072},7.5921792241095964E-4,1.0251256842641511E-2,0.73737750143530878,2.4494897427831779]
[null,null,null,null,null,61.192448639869561,88.430938367843098,18447.099957477825,0,13.492139216353502,0.73099999999999998,12297221.904014571,7.592179224117368E-4,1.0243473904729825E-2,0.73084093291225816,2.4494897427831779]
[null,null,null,null,null,61.552404220104087,88.862885064124526,18597.467344391003,0,13.481895742448772,0.72499999999999998,12287885.632749179,7.5921792241084862E-4,1.0235696875741622E-2,0.72438143302539981,2.4494897427831779]
[null,null,null,null,null,61.912359800338614,89.294831760405955,18748.567421194315,0,13.471660045573032,0.71899999999999997,12278556.449748272,7.5921792240996044E-4,1.0227925751213229E-2,0.71799790444812039,2.4494897427831779]
[null,null,null,null,null,62.27231538057314,89.726778456687384,18900.400187887757,0,13.461432119821819,0.71199999999999997,12269234.349630291,7.592179224107376E-4,1.0220160526684292E-2,0.71168926718891845,2.4494897427831779]
[null,null,null,null,null,62.632270960807666,90.158725152968813,19052.965644471329,0,13.451211959295135,0.70599999999999996,12259919.327017782,7.592179224117368E-4,1.021240119765596E-2,0.70545445831933806,2.4494897427831779]
[null,null,null,null,null,62.992226541042193,90.590671849250242,19206.263790945028,0,13.440999558097479,0.7,12250611.376537409,7.5921792241007147E-4,1.0204647759613456E-2,0.69929243170501176,2.4494897427831779]
[null,null,null,null,null,63.352182121276719,91.022618545531671,19360.294627308867,0,13.430794910337866,0.69399999999999995,12241310.492819851,7.5921792241084862E-4,1.0196900208152915E-2,0.69320215773984906,2.4494897427831779]
[null,null,null,null,null,63.712137701511246,91.4545652418131,19515.05815356283,0,13.420598010129714,0.68799999999999994,12232016.670499897,7.5921792241162578E-4,1.0189158538772281E-2,0.68718262308342792,2.4494897427831779]
[null,null,null,null,null,64.072093281745779,91.886511938094543,19670.55436970693,0,13.410408851590942,0.68200000000000005,12222729.904216435,7.5921792241007147E-4,1.0181422746974507E-2,0.68123283040159777,2.4494897427831779]
[null,null,null,null,null,64.432048861980306,92.318458634375972,19826.78327574116,0,13.400227428843968,0.67600000000000005,12213450.188612366,7.5921792241084862E-4,1.0173692828359785E-2,0.67535179811032975,2.4494897427831779]
[null,null,null,null,null,64.792004442214832,92.750405330657401,19983.74487166552,0,13.390053736015608,0.67,12204177.5183347,7.5921792241084862E-4,1.0165968778427391E-2,0.66953856012284307,2.4494897427831779]
[null,null,null,null,null,65.151960022449359,93.18235202693883,20141.439157479996,0,13.379887767237181,0.66400000000000003,12194911.888034496,7.5921792241084862E-4,1.015825059273214E-2,0.66379216560000809,2.4494897427831779]
[null,null,null,null,null,65.511915602683885,93.614298723220259,20299.866133184616,0,13.369729516644448,0.65900000000000003,12185653.292366881,7.592179224107376E-4,1.0150538266820313E-2,0.65811167870405041,2.4494897427831779]
[null,null,null,null,null,65.871871182918412,94.046245419501687,20459.025798779367,0,13.359578978377627,0.65300000000000002,12176401.725991029,7.5921792241095964E-4,1.0142831796248992E-2,0.65249617835556151,2.4494897427831779]
[null,null,null,null,null,66.231826763152938,94.478192115783116,20618.918154264247,0,13.349436146581377,0.64700000000000002,12167157.183570184,7.592179224107376E-4,1.0135131176562315E-2,0.64694475799381745,2.4494897427831779]
[null,null,null,null,null,66.591782343387464,94.910138812064545,20779.543199639258,0,13.339301015404814,0.64200000000000002,12157919.659771627,7.5921792241084862E-4,1.0127436403328567E-2,0.6414565253404072,2.4494897427831779]
[null,null,null,null,null,66.951737923621991,95.342085508345974,20940.900934904399,0,13.329173579001486,0.63700000000000001,12148689.149266697,7.5921792241084862E-4,1.0119747472103084E-2,0.63603060216617113,2.4494897427831779]
[null,null,null,null,null,67.311693503856517,95.774032204627403,21102.991360059677,0,13.319053831529382,0.63100000000000001,12139465.646730775,7.5921792241095964E-4,1.0112064378453469E-2,0.63066612406144174,2.4494897427831779]
[null,null,null,null,null,67.671649084091044,96.205978900908832,21265.814475105079,0,13.308941767150928,0.626,12130249.146843288,7.592179224107376E-4,1.0104387117941819E-2,0.6253622402095782,2.4494897427831779]
[null,null,null,null,null,68.03160466432557,96.637925597190261,21429.37028004061,0,13.298837380032987,0.621,12121039.644287696,7.5921792241084862E-4,1.0096715686148379E-2,0.6201181131637834,2.4494897427831779]
[null,null,null,null,null,68.391560244560097,97.06987229347169,21593.658774866279,0,13.28874066434684,0.61499999999999999,12111837.1337515,7.5921792241084862E-4,1.0089050078641968E-2,0.61493291862719202,2.4494897427831779]
[null,null,null,null,null,68.751515824794623,97.501818989753119,21758.67995958207,0,13.278651614268197,0.61,12102641.609926244,7.5921792241007147E-4,1.0081390290991843E-2,0.60980584523621351,2.4494897427831779]
[null,null,null,null,null,69.11147140502915,97.933765686034548,21924.433834187999,0,13.268570223977205,0.60499999999999998,12093453.067507463,7.592179224117368E-4,1.0073736318822206E-2,0.60473609434710529,2.4494897427831779]
[null,null,null,null,null,69.471426985263676,98.365712382315976,22090.920398684058,{"$f":"($B$10/H196)*100","v":0},13.258496487658382,0.6,12084271.501194777,7.5921792241084862E-4,1.006608815765153E-2,{"$f":"(J196-N196)*1000000/(H196*1000)","v":0.59972287982577355},{"$f":"GEOMEAN($B$15:$C$15)","v":2.4494897427831779}]
[null,null,null,null,null,69.831382565498203,98.797659078597405,22258.139653070248,0,13.24843039950073,0.59499999999999997,12075096.905691803,{"$f":"IFERROR(IF((1-L197/L196)>0,(1-L197/L196),0),0)","v":7.5921792240996044E-4},{"$f":"M197*J197","v":1.0058445803101907E-2},0.59476542784075626,2.4494897427831779]
[null,null,null,null,null,70.191338145732729,99.229605774878834,22426.091597346567,0,{"$f":"J197-N197","v":13.238371953697628},0.59,12065929.275706153,7.5921792241084862E-4,1.005080925078836E-2,0.58986297665938381,2.4494897427831779]
[null,null,null,null,null,70.551293725967255,99.661552471160263,22594.776231513017,0,13.22832114444684,0.58499999999999996,12056768.605949484,7.5921792241184782E-4,1.0043178496283646E-2,0.58501477644708766,2.4494897427831779]
[null,null,null,null,null,70.911249306201782,100.09349916744169,22764.193555569589,0,13.218277965950556,0.58099999999999996,12047614.891137486,7.5921792241084862E-4,1.0035553535158078E-2,0.58022008906982825,2.4494897427831779]
[null,null,null,null,null,71.271204886436308,100.52544586372312,22934.343569516306,0,13.208242412415398,0.57599999999999996,12038468.125989843,7.5921792240984942E-4,1.0027934363039675E-2,0.57547818789961191,2.4494897427831779]
[null,null,null,null,null,71.631160466670835,100.95739256000455,23105.226273353146,0,13.198214478052359,0.57099999999999995,12029328.305230219,7.5921792241095964E-4,1.0020320975561161E-2,0.57078835762307645,2.4494897427831779]
[null,null,null,null,null,71.991116046905361,101.38933925628598,23276.841667080123,0,13.188194157076797,0.56699999999999995,12020195.423586313,7.592179224117368E-4,1.0012713368298452E-2,0.566149894053113,2.4494897427831779]
[null,null,null,null,null,72.351071627139888,101.82128595256741,23449.189750697224,0,13.178181443708498,0.56200000000000006,12011069.475789856,7.5921792240996044E-4,1.0005111536833859E-2,0.56156210394349038,2.4494897427831779]
[null,null,null,null,null,72.711027207374414,102.25323264884884,23622.270524204461,0,13.168176332171663,0.55700000000000005,12001950.456576515,7.5921792241084862E-4,9.9975154768510797E-3,0.55702430480644693,2.4494897427831779]
[null,null,null,null,null,73.070982787608941,102.68517934513027,23796.083987601829,0,13.158178816694813,0.55300000000000005,11992838.360685995,7.5921792241084862E-4,9.9899251839214737E-3,0.55253582473323448,2.4494897427831779]
[null,null,null,null,null,73.430938367843467,103.11712604141169,23970.63014088932,0,13.148188891510891,0.54900000000000004,11983733.182861986,7.5921792241084862E-4,9.9823406536782983E-3,0.54809600221756116,2.4494897427831779]
[null,null,null,null,null,73.790893948077994,103.54907273769312,24145.908984066948,0,13.138206550857213,0.54400000000000004,11974634.917852167,7.5921792241084862E-4,9.9747618817464141E-3,0.54370418598191239,2.4494897427831779]
[null,null,null,null,null,74.15084952831252,103.98101943397455,24321.920517134706,0,13.128231788975466,0.54,11965543.560408209,7.592179224107376E-4,9.9671888637525539E-3,0.5393597348067124,2.4494897427831779]
[null,null,null,null,null,74.510805108547046,104.41296613025598,24498.664740092594,0,13.118264600111713,0.53500000000000003,11956459.105285747,7.5921792241184782E-4,9.9596215953457051E-3,0.53506201736229086,2.4494897427831779]
[null,null,null,null,null,74.870760688781573,104.84491282653741,24676.14165294062,0,13.108304978516367,0.53100000000000003,11947381.547244452,7.5921792240996044E-4,9.9520600721053377E-3,0.53081041204362467,2.4494897427831779]
[null,null,null,null,null,75.230716269016099,105.27685952281884,24854.351255678768,0,13.098352918444261,0.52700000000000002,11938310.881047903,7.5921792241095964E-4,9.944504289746782E-3,0.52660430680780901,2.4494897427831779]
[null,null,null,null,null,75.590671849250626,105.70880621910027,25033.293548307047,0,13.088408414154515,0.52300000000000002,11929247.1014637,7.592179224107376E-4,9.9369542438576073E-3,0.5224430990142378,2.4494897427831779]
[null,null,null,null,null,75.950627429485152,106.1407529153817,25212.968530825456,0,13.078471459910658,0.51900000000000002,11920190.203263402,7.592179224107376E-4,9.929409930101496E-3,0.51832619526744395,2.4494897427831779]
[null,null,null,null,null,76.310583009719679,106.57269961166313,25393.376203233995,0,13.068542049980556,0.51500000000000001,11911140.181222536,7.5921792241107067E-4,9.9218713441279523E-3,0.51425301126257239,2.4494897427831779]
[null,null,null,null,null,76.670538589954205,107.00464630794455,25574.516565532678,0,13.058620178636428,0.51100000000000001,11902097.030120606,7.5921792241062658E-4,9.9143384815738346E-3,0.51022297163344521,2.4494897427831779]
[null,null,null,null,null,77.030494170188732,107.43659300422598,25756.389617721477,0,13.048705840154854,0.50700000000000001,11893060.744741075,7.5921792241007147E-4,9.9068113381025353E-3,0.50623550980318721,2.4494897427831779]
[null,null,null,null,null,77.390449750423258,107.86853970050741,25938.995359800414,0,13.038799028816751,0.503,11884031.319871336,7.592179224117368E-4,9.8992899094024252E-3,0.50229006783736896,2.4494897427831779]
[null,null,null,null,null,77.750405330657784,108.30048639678884,26122.333791769481,0,13.028899738907349,0.499,11875008.750302797,7.5921792241095964E-4,9.8917741910739317E-3,0.4983860962996442,2.4494897427831779]
[null,null,null,null,null,78.110360910892311,108.73243309307027,26306.404913628678,0,13.019007964716275,0.495,11865993.030830793,7.5921792240984942E-4,9.8842641788091726E-3,0.49452305410982894,2.4494897427831779]
[null,null,null,null,null,78.470316491126837,109.1643797893517,26491.208725378005,0,13.009123700537465,0.49099999999999999,11856984.156254575,7.5921792241162578E-4,9.8767598683178956E-3,0.49070040840439838,2.4494897427831779]
[null,null,null,null,null,78.830272071361364,109.59632648563313,26676.745227017462,0,12.999246940669147,0.48699999999999999,11847982.121377403,7.5921792241095964E-4,9.8692612552018534E-3,0.48691763439936692,2.4494897427831779]
[null,null,null,null,null,79.19022765159589,110.02827318191456,26863.014418547049,0,12.989377679413945,0.48399999999999999,11838986.92100645,7.5921792241084862E-4,9.8617683351745061E-3,0.48317421525550447,2.4494897427831779]
[null,null,null,null,null,79.550183231830417,110.46021987819599,27050.016299966774,0,12.979515911078771,0.48,11829998.549952846,7.5921792240984942E-4,9.8542811038948089E-3,0.47946964194586478,2.4494897427831779]
[null,null,null,null,null,79.910138812064943,110.89216657447741,27237.750871276621,0,12.969661629974876,0.47599999999999998,11821017.003031615,7.5921792241184782E-4,9.8467995570941848E-3,0.47580341312558461,2.4494897427831779]
[null,null,null,null,null,80.27009439229947,111.32411327075884,27426.218132476606,0,12.959814830417782,0.47299999999999998,11812042.275061792,7.592179224107376E-4,9.8393236903776549E-3,0.47217503500392433,2.4494897427831779]
[null,null,null,null,null,80.630049972533996,111.75605996704027,27615.418083566714,0,12.949975506727405,0.46899999999999997,11803074.360866301,7.5921792240996044E-4,9.8318534994774557E-3,0.46858402121850556,2.4494897427831779]
[null,null,null,null,null,80.990005552768523,112.1880066633217,27805.350724546959,0,12.940143653227928,0.46500000000000002,11794113.255271982,7.5921792241095964E-4,9.8243889801030732E-3,0.46502989271172018,2.4494897427831779]
[null,null,null,null,null,81.349961133003049,112.61995335960313,27996.016055417334,0,12.930319264247824,0.46200000000000002,11785158.953109626,7.592179224117368E-4,9.8169301279226913E-3,0.46151217760927588,2.4494897427831779]
[null,null,null,null,null,81.709916713237575,113.05190005588456,28187.414076177833,0,12.920502334119902,0.45800000000000002,11776211.449213976,7.5921792240984942E-4,9.8094769386021224E-3,0.45803041110083875,2.4494897427831779]
[null,null,null,null,null,82.069872293472102,113.48384675216599,28379.544786828468,0,12.910692857181301,0.45500000000000002,11767270.738423631,7.5921792241107067E-4,9.8020294079166365E-3,0.45458413532273967,2.4494897427831779]
[null,null,null,null,null,82.429827873706628,113.91579344844742,28572.408187369241,0,12.900890827773384,0.45200000000000001,11758336.815581162,7.5921792241062658E-4,9.7945875315084176E-3,0.45117289924272225,2.4494897427831779]
[null,null,null,null,null,82.789783453941155,114.34774014472885,28766.004277800137,0,12.891096240241875,0.44800000000000001,11749409.675533026,7.5921792241107067E-4,9.7871513051176005E-3,0.44779625854668231,2.4494897427831779]
[null,null,null,null,null,83.149739034175681,114.77968684101027,28960.333058121163,0,12.881309088936758,0.44500000000000001,11740489.313129617,7.5921792241062658E-4,9.7797207244316869E-3,0.44445377552737936,2.4494897427831779]
[null,null,null,null,null,83.509694614410208,115.2116335372917,29155.394528332319,0,12.871529368212327,0.441,11731575.723225214,7.5921792241107067E-4,9.7722957851872436E-3,0.44114501897508124,2.4494897427831779]
[null,null,null,null,null,{"$f":"F235+B$12","v":83.869650194644734},{"$f":"G235+(B$6/100)*(F236-F235)*60","v":115.64358023357313},{"$f":"($B$7-$B$7*($B$11/360.000000000001))+$B$5*PI()*(G236^2)*($B$11/360.000000000001)","v":29351.188688433613},0,12.861757072427141,{"$f":"IFERROR(ROUND((J236)*1000000/(H236*1000),2-INT(LOG10(ABS((J236)*1000000/(H236*1000))))),0)","v":0.438},{"$f":"IF((EXP(11.15)*EXP((0.001642*F236)+(0.5454*B$3)+(0.01115*I236)-(0.0003752*F236*B$3)-(0.00001946*F236*I236)-(0.001607*B$3*I236)+(0.00000282*F236*B$3*I236)))>=0,(EXP(11)*EXP((0.001642*F236)+(0.5454*B$3)+(0.01115*I236)-(0.0003752*F236*B$3)-(0.00001946*F236*I236)-(0.001607*B$3*I236)+(0.00000282*F236*B$3*I236))),0)","v":11722668.900678013},7.5921792241162578E-4,9.7648764830911682E-3,0.43786956407011274,2.4494897427831779]
[null,null,null,null,null,84.229605774879261,116.07552692985456,29547.715538425036,0,12.85199219594405,0.435,11713768.84035014,7.5921792240996044E-4,9.7574628138336669E-3,0.4346269922772763,2.4494897427831779]
[null,null,null,null,null,84.589561355113787,116.50747362613599,29744.975078306583,0,12.842234733130216,0.432,11704875.537107568,7.5921792241084862E-4,9.750054773199561E-3,0.43141689124210841,2.4494897427831779]
[null,null,null,null,null,84.949516935348313,116.93942032241742,29942.967308078267,0,12.832484678357016,0.42899999999999999,11695988.985820206,7.5921792241107067E-4,9.7426523568741093E-3,0.42823885468895112,2.4494897427831779]
[null,null,null,null,null,85.30947251558284,117.37136701869885,30141.692227740081,0,12.822742026000142,0.42499999999999999,11687109.181361852,7.592179224107376E-4,9.7352555605886796E-3,0.42509248232079866,2.4494897427831779]
[null,null,null,null,null,85.669428095817366,117.80331371498028,30341.149837292018,0,12.813006770439554,0.42199999999999999,11678236.11861019,7.5921792241084862E-4,9.7278643800892545E-3,0.42197737972089233,2.4494897427831779]
[null,null,null,null,null,86.029383676051893,118.23526041126171,30541.340136734092,0,12.803278906059465,0.41899999999999998,11669369.792446796,7.5921792241084862E-4,9.7204788111051096E-3,0.41889315825603546,2.4494897427831779]
[null,null,null,null,null,86.389339256286419,118.66720710754313,30742.263126066304,0,12.79355842724836,0.41599999999999998,11660510.197757142,7.5921792240984942E-4,9.7130988493645213E-3,0.41583943498159703,2.4494897427831779]
[null,null,null,null,null,86.749294836520946,119.09915380382456,30943.918805288638,0,12.783845328398996,0.41299999999999998,11651657.329430539,7.592179224117368E-4,9.705724490660074E-3,0.41281583254817428,2.4494897427831779]
[null,null,null,null,null,87.109250416755472,119.53110050010599,31146.307174401103,0,12.774139603908337,0.41,11642811.182360247,7.592179224107376E-4,9.698355730664009E-3,0.40982197910989143,2.4494897427831779]
[null,null,null,null,null,87.469205996989999,119.96304719638742,31349.428233403705,0,12.764441248177672,0.40699999999999997,11633971.751443362,7.5921792241007147E-4,9.6909925651668723E-3,0.40685750823429556,2.4494897427831779]
[null,null,null,null,null,87.829161577224525,120.39499389266885,31553.28198229643,0,12.754750255612505,0.40400000000000003,11625139.031580836,7.5921792241162578E-4,9.6836349899452785E-3,0.40392205881383181,2.4494897427831779]
[null,null,null,null,null,88.189117157459052,120.82694058895028,31757.868421079293,0,12.745066620622559,0.40100000000000002,11616313.017677542,7.5921792241084862E-4,9.6762830006969155E-3,0.4010152749788693,2.4494897427831779]
[null,null,null,null,null,88.549072737693578,121.25888728523171,31963.187549752278,0,12.735390337621862,0.39800000000000002,11607493.704642186,7.5921792241084862E-4,9.6689365932204653E-3,0.39813680601224233,2.4494897427831779]
[null,null,null,null,null,88.909028317928104,121.69083398151314,32169.2393683154,0,12.725721401028641,0.39600000000000002,11598681.087387359,7.5921792241018249E-4,9.6615957632597612E-3,0.39528630626529115,2.4494897427831779]
[null,null,null,null,null,89.268983898162631,122.12278067779457,32376.023876768653,0,12.716059805265381,0.39300000000000002,11589875.160829479,7.5921792241151476E-4,9.654260506614153E-3,0.39246343507536829,2.4494897427831779]
[null,null,null,null,null,89.628939478397157,122.55472737407599,32583.541075112036,0,12.706405544758766,0.39,11581075.919888873,7.5921792241084862E-4,9.6469308190014376E-3,0.38966785668479126,2.4494897427831779]
[null,null,null,null,null,89.988895058631684,122.98667407035742,32791.790963345542,0,12.696758613939766,0.38700000000000001,11572283.359489702,7.5921792241007147E-4,9.6396066962175283E-3,0.38689924016120775,2.4494897427831779]
[null,null,null,null,null,90.34885063886621,123.41862076663885,33000.773541469192,0,12.687119007243549,0.38400000000000001,11563497.474559961,7.5921792241084862E-4,9.632288134058635E-3,0.38415725931935502,2.4494897427831779]
[null,null,null,null,null,90.708806219100737,123.85056746292028,33210.488809482966,0,12.67748671910949,0.38200000000000001,11554718.26003151,7.5921792241195885E-4,9.6249751282875082E-3,0.38144159264418914,2.4494897427831779]
[null,null,null,null,null,91.068761799335263,124.28251415920171,33420.936767386876,0,12.667861743981202,0.379,11545945.710840099,7.592179224097384E-4,9.6176676746392142E-3,0.37875192321535545,2.4494897427831779]
[null,null,null,null,null,91.42871737956979,124.71446085548314,33632.11741518091,0,12.658244076306563,0.376,11537179.821925245,7.5921792241095964E-4,9.610365768984306E-3,0.37608793863297535,2.4494897427831779]
[null,null,null,null,null,91.788672959804316,125.14640755176457,33844.030752865081,0,12.648633710537579,0.374,11528420.588230364,7.592179224107376E-4,9.6030694070487598E-3,0.37344933094473581,2.4494897427831779]
[null,null,null,null,null,92.148628540038843,125.578354248046,34056.676780439375,0,12.63903064113053,0.371,11519668.004702689,7.5921792241084862E-4,9.5957785846461762E-3,0.37083579657424659,2.4494897427831779]
[null,null,null,null,null,92.508584120273369,126.01030094432743,34270.055497903806,{"$f":"($B$10/H260)*100","v":0},12.629434862545883,0.36899999999999999,11510922.066293295,7.5921792241084862E-4,9.5884932975652277E-3,{"$f":"(J260-N260)*1000000/(H260*1000)","v":0.36824703625064842},{"$f":"GEOMEAN($B$15:$C$15)","v":2.4494897427831779}]
[null,null,null,null,null,92.868539700507895,126.44224764060885,34484.16690525836,0,12.619846369248318,0.36599999999999999,11502182.767957091,{"$f":"IFERROR(IF((1-L261/L260)>0,(1-L261/L260),0),0)","v":7.5921792241084862E-4},{"$f":"M261*J261","v":9.5812135416047991E-3},0.36568275493945085,2.4494897427831779]
[null,null,null,null,null,93.228495280742422,126.87419433689028,34699.011002503059,0,{"$f":"J261-N261","v":12.610265155706713},0.36299999999999999,11493450.104652813,7.5921792241084862E-4,9.5739393125655672E-3,0.36314266177457277,2.4494897427831779]
[null,null,null,null,null,93.588450860976948,127.30614103317171,34914.587789637881,0,12.600691216394148,0.36099999999999999,11484724.071343025,7.5921792241084862E-4,9.5666706062513939E-3,0.36062646999157044,2.4494897427831779]
[null,null,null,null,null,93.948406441211475,127.73808772945314,35130.897266662832,0,12.591124545787897,0.35799999999999998,11476004.662994118,7.5921792241084862E-4,9.5594074184693276E-3,0.35813389686202513,2.4494897427831779]
[null,null,null,null,null,94.308362021446001,128.17003442573457,35347.939433577914,0,12.581565138369427,0.35599999999999998,11467291.874576304,7.592179224107376E-4,9.5521497450282017E-3,0.35566466362907484,2.4494897427831779]
[null,null,null,null,null,94.668317601680528,128.60198112201601,35565.714290383134,0,12.572012988624399,0.35299999999999998,11458585.701063609,7.5921792241095964E-4,9.5448975817470152E-3,0.35321849544406614,2.4494897427831779]
[null,null,null,null,null,95.028273181915054,129.03392781829746,35784.221837078483,0,12.562468091042652,0.35099999999999998,11449886.137433881,7.5921792241084862E-4,9.5376509244339807E-3,0.35079512130430812,2.4494897427831779]
[null,null,null,null,null,95.388228762149581,129.4658745145789,36003.462073663963,0,12.552930440118217,0.34899999999999998,11441193.178668777,7.5921792241095964E-4,9.530409768915846E-3,0.34839427399190659,2.4494897427831779]
[null,null,null,null,null,95.748184342384107,129.89782121086034,36223.43500013958,0,12.543400030349302,0.34599999999999997,11432506.819753777,7.5921792240996044E-4,9.5231741109988322E-3,0.34601569001366117,2.4494897427831779]
[null,null,null,null,null,96.108139922618633,130.32976790714179,36444.140616505327,0,12.533876856238303,0.34399999999999997,11423827.055678125,7.592179224117368E-4,9.5159439465577946E-3,0.34365910954200246,2.4494897427831779]
[null,null,null,null,null,96.46809550285316,130.76171460342323,36665.578922761204,0,12.524360912291744,0.34200000000000003,11415153.881434934,7.592179224107376E-4,9.5087192713523873E-3,0.34132427635695783,2.4494897427831779]
[null,null,null,null,null,96.828051083087686,131.19366129970467,36887.749918907211,0,12.514852193020392,0.33900000000000002,11406487.29202107,7.5921792241095964E-4,9.5015000812651833E-3,0.33901093778911617,2.4494897427831779]
[null,null,null,null,null,97.188006663322213,131.62560799598612,37110.653604943349,0,12.505350692939126,0.33700000000000002,11397827.282437226,7.5921792240996044E-4,9.4942863721012034E-3,0.33671884466358487,2.4494897427831779]
[null,null,null,null,null,97.547962243556739,132.05755469226756,37334.289980869609,0,12.495856406567025,0.33500000000000002,11389173.847687846,7.592179224117368E-4,9.4870781397492082E-3,0.33444775124491166,2.4494897427831779]
[null,null,null,null,null,97.907917823791266,132.489501388549,37558.659046686007,0,12.486369328427276,0.33200000000000002,11380526.98278123,7.592179224107376E-4,9.4798753799817132E-3,0.33219741518296281,2.4494897427831779]
[null,null,null,null,null,98.267873404025792,132.92144808483044,37783.760802392542,0,12.476889453047294,0.33,11371886.68272943,7.5921792241007147E-4,9.4726780886827001E-3,0.32996759745973059,2.4494897427831779]
[null,null,null,null,null,98.627828984260319,133.35339478111189,38009.5952479892,0,12.467416774958611,0.32800000000000001,11363252.942548279,7.592179224107376E-4,9.4654862617128549E-3,0.3277580623370609,2.4494897427831779]
[null,null,null,null,null,98.987784564494845,133.78534147739333,38236.162383475988,0,12.457951288696899,0.32600000000000001,11354625.757257396,7.5921792241184782E-4,9.4582998949124617E-3,0.32556857730528116,2.4494897427831779]
[null,null,null,null,null,99.347740144729372,134.21728817367477,38463.462208852914,0,12.448492988801986,0.32400000000000001,11346005.12188023,7.5921792240984942E-4,9.4511189840918199E-3,0.32339891303271368,2.4494897427831779]
[null,null,null,null,null,99.707695724963898,134.64923486995622,38691.49472411997,0,12.439041869817894,0.32100000000000001,11337391.031443931,7.5921792241095964E-4,9.4439435251860802E-3,0.32124884331605302,2.4494897427831779]
[null,null,null,null,null,100.06765130519842,135.08118156623766,38920.259929277156,0,12.429597926292708,0.31900000000000001,11328783.480979471,7.5921792241162578E-4,9.4367735140118009E-3,0.31911814503160146,2.4494897427831779]
[null,null,null,null,null,100.42760688543295,135.5131282625191,39149.757824324464,0,12.420161152778697,0.317,11320182.465521609,7.5921792240996044E-4,9.4296089464095418E-3,0.31700659808733916,2.4494897427831779]
[null,null,null,null,null,100.78756246566748,135.94507495880055,39379.98840926191,0,12.410731543832288,0.315,11311587.980108824,7.5921792241095964E-4,9.4224498183085106E-3,0.31491398537581272,2.4494897427831779]
[null,null,null,null,null,101.147518045902,136.37702165508199,39610.951684089494,0,12.40130909401398,0.313,11303000.019783398,7.5921792241084862E-4,9.4152961255320571E-3,0.31284009272783747,2.4494897427831779]
[null,null,null,null,null,101.50747362613653,136.80896835136343,39842.647648807193,0,12.391893797888448,0.311,11294418.579591358,7.592179224117368E-4,9.4081478639797544E-3,0.31078470886698656,2.4494897427831779]
[null,null,null,null,null,101.86742920637106,137.24091504764488,40075.07630341503,0,12.382485650024469,0.309,11285843.654582532,7.5921792240996044E-4,9.4010050294827258E-3,0.30874762536486056,2.4494897427831779]
[null,null,null,null,null,102.22738478660558,137.67286174392632,40308.237647912996,0,12.373084644994986,0.307,11277275.239810448,7.592179224107376E-4,9.3938676179852916E-3,0.30672863659711863,2.4494897427831779]
[null,null,null,null,null,102.58734036684011,138.10480844020776,40542.1316823011,0,12.363690777377,0.30499999999999999,11268713.330332421,7.5921792241118169E-4,9.3867356253344546E-3,0.30472753970026223,2.4494897427831779]
[null,null,null,null,null,102.94729594707464,138.53675513648921,40776.758406579327,0,12.354304041751666,0.30299999999999999,11260157.921209523,7.592179224107376E-4,9.3796090474092784E-3,0.30274413452915383,2.4494897427831779]
[null,null,null,null,null,103.30725152730916,138.96870183277065,41012.117820747691,0,12.344924432704257,0.30099999999999999,11251609.007506566,7.592179224107376E-4,9.3724878801152798E-3,0.30077822361525763,2.4494897427831779]
[null,null,null,null,null,103.66720710754369,139.40064852905209,41248.209924806179,0,12.335551944824141,0.29899999999999999,11243066.584292106,7.5921792241095964E-4,9.3653721193418579E-3,0.29882961212559139,2.4494897427831779]
[null,null,null,null,null,104.02716268777822,139.83259522533353,41485.034718754803,0,12.326186572704799,0.29699999999999999,11234530.646638464,7.5921792240984942E-4,9.3582617609651204E-3,0.29689810782237497,2.4494897427831779]
[null,null,null,null,null,104.38711826801274,140.26454192161498,41722.592202593565,0,12.316828310943833,0.29499999999999998,11226001.189621652,7.5921792241184782E-4,9.3511568009382057E-3,0.29498352102336139,2.4494897427831779]
[null,null,null,null,null,104.74707384824727,140.69648861789642,41960.882376322443,0,12.307477154142894,0.29299999999999998,11217478.208321486,7.5921792241084862E-4,9.3440572350873517E-3,0.29308566456284441,2.4494897427831779]
[null,null,null,null,null,105.10702942848179,141.12843531417786,42199.905239941458,0,12.298133096907808,0.29099999999999998,11208961.697821485,7.5921792240996044E-4,9.336963059355519E-3,0.29120435375331899,2.4494897427831779]
[null,null,null,null,null,105.46698500871632,141.56038201045931,42439.660793450603,0,12.288796133848452,0.28999999999999998,11200451.653208872,7.592179224117368E-4,9.3298742696818048E-3,0.28933940634779459,2.4494897427831779]
[null,null,null,null,null,105.82694058895085,141.99232870674075,42680.149036849878,0,12.27946625957877,0.28799999999999998,11191948.06957466,7.5921792241084862E-4,9.3227908619115084E-3,0.28749064250274436,2.4494897427831779]
[null,null,null,null,null,106.18689616918537,142.42427540302219,42921.369970139291,0,12.270143468716858,0.28599999999999998,11183450.942013547,7.5921792241084862E-4,9.3157128320022573E-3,0.28565788474167542,2.4494897427831779]
[null,null,null,null,null,106.5468517494199,142.85622209930364,43163.323593318833,0,12.260827755884856,0.28399999999999997,11174960.265623979,7.5921792240984942E-4,9.3086401758479161E-3,0.28384095791931546,2.4494897427831779]
[null,null,null,null,null,{"$f":"F299+B$12","v":106.90680732965443},{"$f":"G299+(B$6/100)*(F300-F299)*60","v":143.28816879558508},{"$f":"($B$7-$B$7*($B$11/360.000000000001))+$B$5*PI()*(G300^2)*($B$11/360.000000000001)","v":43406.009906388499},0,12.251519115709009,{"$f":"IFERROR(ROUND((J300)*1000000/(H300*1000),2-INT(LOG10(ABS((J300)*1000000/(H300*1000))))),0)","v":0.28199999999999997},{"$f":"IF((EXP(11.15)*EXP((0.001642*F300)+(0.5454*B$3)+(0.01115*I300)-(0.0003752*F300*B$3)-(0.00001946*F300*I300)-(0.001607*B$3*I300)+(0.00000282*F300*B$3*I300)))>=0,(EXP(11)*EXP((0.001642*F300)+(0.5454*B$3)+(0.01115*I300)-(0.0003752*F300*B$3)-(0.00001946*F300*I300)-(0.001607*B$3*I300)+(0.00000282*F300*B$3*I300))),0)","v":11166476.035508078},7.5921792241184782E-4,9.3015728894176326E-3,0.28203968918639949,2.4494897427831779]
[null,null,null,null,null,107.26676290988895,143.72011549186652,43649.428909348302,0,12.24221754281959,0.28000000000000003,11157998.246771749,7.5921792241084862E-4,9.294510968561133E-3,0.28025390795505073,2.4494897427831779]
[null,null,null,null,null,107.62671849012348,144.15206218814797,43893.580602198235,0,12.23292303185103,0.27900000000000003,11149526.89452458,7.5921792241007147E-4,9.2874544092442519E-3,0.278483445864738,2.4494897427831779]
[null,null,null,null,null,107.98667407035801,144.58400888442941,44138.464984938299,0,12.223635577441785,0.27700000000000002,11141061.973879846,7.5921792241162578E-4,9.2804032074221849E-3,0.27672813674880536,2.4494897427831779]
[null,null,null,null,null,108.34662965059253,145.01595558071085,44384.082057568492,0,12.214355174234363,0.27500000000000002,11132603.479954585,7.5921792241095964E-4,9.2733573589717684E-3,0.27498781660156357,2.4494897427831779]
[null,null,null,null,null,108.70658523082706,145.44790227699229,44630.431820088816,0,12.205081816875392,0.27300000000000002,11124151.40786952,7.5921792241007147E-4,9.266316859853076E-3,0.27326232354592683,2.4494897427831779]
[null,null,null,null,null,109.06654081106159,145.87984897327374,44877.514272499262,0,12.19581550001554,0.27200000000000002,11115705.752749054,7.5921792241084862E-4,9.2592817060278224E-3,0.27155149780159232,2.4494897427831779]
[null,null,null,null,null,109.42649639129611,146.31179566955518,45125.329414799853,0,12.186556218309512,0.27,11107266.509721311,7.5921792241184782E-4,9.2522518934201325E-3,0.26985518165374933,2.4494897427831779]
[null,null,null,null,null,109.78645197153064,146.74374236583662,45373.877246990567,0,12.177303966416092,0.26800000000000002,11098833.673918137,7.592179224107376E-4,9.2452274179464604E-3,0.26817321942230971,2.4494897427831779]
[null,null,null,null,null,110.14640755176517,147.17568906211807,45623.157769071418,0,12.168058738998146,0.26700000000000002,11090407.240475051,7.5921792240996044E-4,9.2382082755845356E-3,0.26650545743164666,2.4494897427831779]
[null,null,null,null,null,110.50636313199969,147.60763575839951,45873.170981042393,0,12.158820530722561,0.26500000000000001,11081987.204531249,7.592179224107376E-4,9.2311944623002049E-3,0.26485174398083833,2.4494897427831779]
[null,null,null,null,null,110.86631871223422,148.03958245468095,46123.916882903504,0,12.149589336260261,0.26300000000000001,11073573.561229631,7.592179224117368E-4,9.2241859740313081E-3,0.26321192931440379,2.4494897427831779]
[null,null,null,null,null,111.22627429246874,148.4715291509624,46375.395474654753,0,12.140365150286231,0.26200000000000001,11065166.30571682,7.5921792241007147E-4,9.2171828066999473E-3,0.26158586559352337,2.4494897427831779]
[null,null,null,null,null,111.58622987270327,148.90347584724384,46627.606756296118,0,12.131147967479532,0.26,11056765.433143063,7.5921792241095964E-4,9.210184956329746E-3,0.25997340686773246,2.4494897427831779]
[null,null,null,null,null,111.9461854529378,149.33542254352528,46880.55072782762,0,12.121937782523203,0.25900000000000001,11048370.938662328,7.5921792241084862E-4,9.2031924188408359E-3,0.2583744090470852,2.4494897427831779]
[null,null,null,null,null,112.30614103317232,149.76736923980673,47134.227389249259,0,12.112734590104361,0.25700000000000001,11039982.817432253,7.5921792241084862E-4,9.1962051902130561E-3,0.25678872987477497,2.4494897427831779]
[null,null,null,null,null,112.66609661340685,150.19931593608817,47388.636740561014,0,12.103538384914149,0.255,11031601.064614151,7.5921792241084862E-4,9.1892232664144789E-3,0.25521622890020607,2.4494897427831779]
[null,null,null,null,null,113.02605219364138,150.63126263236961,47643.778781762907,0,12.094349161647735,0.254,11023225.675373008,7.5921792241084862E-4,9.1822466434175812E-3,0.25365676745250693,2.4494897427831779]
[null,null,null,null,null,113.3860077738759,151.06320932865106,47899.653512854937,0,12.085166915004317,0.252,11014856.644877497,7.5921792240984942E-4,9.1752753171858263E-3,0.25211020861447925,2.4494897427831779]
[null,null,null,null,null,113.74596335411043,151.4951560249325,48156.260933837097,0,12.075991639687132,0.251,11006493.96829991,7.592179224117368E-4,9.1683092837447668E-3,0.2505764171969716,2.4494897427831779]
[null,null,null,null,null,114.10591893434496,151.92710272121394,48413.601044709379,0,12.066823330403388,0.249,10998137.640816269,7.5921792241095964E-4,9.161348539008957E-3,0.24905525971367579,2.4494897427831779]
[null,null,null,null,null,114.46587451457948,152.35904941749538,48671.6738454718,0,12.05766198186438,0.248,10989787.65760622,7.5921792241084862E-4,9.1543930790033493E-3,0.24754660435633069,2.4494897427831779]
[null,null,null,null,null,114.82583009481401,152.79099611377683,48930.47933612435,0,12.048507588785377,0.246,10981444.013853077,7.592179224107376E-4,9.1474428997076387E-3,0.24605032097033352,2.4494897427831779]
[null,null,null,null,null,115.18578567504854,153.22294281005827,49190.017516667031,0,12.039360145885668,0.245,10973106.704743808,7.5921792241084862E-4,9.1404979971152888E-3,0.2445662810307469,2.4494897427831779]
[null,null,null,null,null,115.54574125528306,153.65488950633971,49450.288387099841,{"$f":"($B$10/H324)*100","v":0},12.030219647888552,0.24299999999999999,10964775.72546904,7.5921792241084862E-4,9.1335583672161168E-3,{"$f":"(J324-N324)*1000000/(H324*1000)","v":0.2430943576186968},{"$f":"GEOMEAN($B$15:$C$15)","v":2.4494897427831779}]
[null,null,null,null,null,115.90569683551759,154.08683620262116,49711.291947422782,0,12.021086089521337,0.24199999999999999,10956451.071223056,{"$f":"IFERROR(IF((1-L325/L324)>0,(1-L325/L324),0),0)","v":7.5921792241018249E-4},{"$f":"M325*J325","v":9.1266240060003338E-3},0.24163442539815305,2.4494897427831779]
[null,null,null,null,null,116.26565241575211,154.5187828989026,49973.028197635846,0,{"$f":"J325-N325","v":12.011959465515336},0.24,10948132.737203756,7.592179224117368E-4,9.119694909502549E-3,0.24018636059308629,2.4494897427831779]
[null,null,null,null,null,116.62560799598664,154.95072959518404,50235.497137739054,0,12.002839770605833,0.23899999999999999,10939820.718612738,7.5921792241084862E-4,9.112771073669668E-3,0.23875004096499652,2.4494897427831779]
[null,null,null,null,null,116.98556357622117,155.38267629146549,50498.698767732385,0,11.993726999532164,0.23799999999999999,10931515.010655217,7.5921792240984942E-4,9.105852494535726E-3,0.23732534579080189,2.4494897427831779]
[null,null,null,null,null,117.34551915645569,155.81462298774693,50762.633087615854,0,11.984621147037629,0.23599999999999999,10923215.608540025,7.5921792241084862E-4,9.0989391681350305E-3,0.23591215584108588,2.4494897427831779]
[null,null,null,null,null,117.70547473669022,156.24656968402837,51027.300097389445,0,11.975522207869494,0.23499999999999999,10914922.507479653,7.5921792241184782E-4,9.0920310904556226E-3,0.23451035335869636,2.4494897427831779]
[null,null,null,null,null,118.06543031692475,156.67851638030982,51292.699797053174,0,11.966430176779038,0.23300000000000001,10906635.702690259,7.5921792240996044E-4,9.0851282574780368E-3,0.23311982203768739,2.4494897427831779]
[null,null,null,null,null,118.42538589715927,157.11046307659126,51558.832186607033,0,11.95734504852156,0.23200000000000001,10898355.18939157,7.5921792241084862E-4,9.078230665288187E-3,0.23174044700259841,2.4494897427831779]
[null,null,null,null,null,118.7853414773938,157.5424097728727,51825.697266051015,0,11.948266817856272,0.23100000000000001,10890080.962806985,7.5921792241084862E-4,9.0713383098633207E-3,0.23037211478806879,2.4494897427831779]
[null,null,null,null,null,119.14529705762833,157.97435646915415,52093.295035385134,0,11.939195479546408,0.22900000000000001,10881813.018163508,7.5921792241162578E-4,9.0644511872474982E-3,0.22901471331877632,2.4494897427831779]
[null,null,null,null,null,119.50525263786285,158.40630316543559,52361.625494609383,0,11.93013102835916,0.22800000000000001,10873551.350691803,7.5921792241007147E-4,9.0575692934307707E-3,0.22766813188969851,2.4494897427831779]
[null,null,null,null,null,119.86520821809738,158.83824986171703,52630.688643723763,0,11.921073459065729,0.22700000000000001,10865295.955626104,7.592179224107376E-4,9.0506926244976679E-3,0.22633226114668645,2.4494897427831779]
[null,null,null,null,null,120.22516379833191,159.27019655799847,52900.48448272828,0,11.912022766441231,0.22500000000000001,10857046.828204283,7.5921792241184782E-4,9.0438211764601439E-3,0.22500699306735134,2.4494897427831779]
[null,null,null,null,null,120.58511937856643,159.70214325427992,53171.013011622919,0,11.902978945264771,0.224,10848803.963667868,7.5921792240984942E-4,9.0369549453120993E-3,0.2236922209422548,2.4494897427831779]
[null,null,null,null,null,120.94507495880096,160.13408995056136,53442.274230407689,0,11.893941990319458,0.223,10840567.357261928,7.5921792241095964E-4,9.0300939271668133E-3,0.22238783935639458,2.4494897427831779]
[null,null,null,null,null,121.30503053903549,160.5660366468428,53714.268139082596,0,11.884911896392291,0.221,10832337.004235193,7.5921792241084862E-4,9.023238118014934E-3,0.22109374417098981,2.4494897427831779]
[null,null,null,null,null,121.66498611927001,160.99798334312425,53986.994737647634,0,11.875888658274276,0.22,10824112.899839982,7.5921792241095964E-4,9.0163875139188752E-3,0.21980983250555042,2.4494897427831779]
[null,null,null,null,null,122.02494169950454,161.42993003940569,54260.454026102801,0,11.866872270760357,0.219,10815895.039332226,7.5921792241084862E-4,9.0095421109215885E-3,0.21853600272023219,2.4494897427831779]
[null,null,null,null,null,122.38489727973906,161.86187673568713,54534.646004448099,0,11.857862728649435,0.217,10807683.417971451,7.5921792241084862E-4,9.0027019050782607E-3,0.21727215439847006,2.4494897427831779]
[null,null,null,null,null,122.74485285997359,162.29382343196858,54809.57067268352,0,11.848860026744356,0.216,10799478.031020794,7.5921792240996044E-4,8.9958668924312781E-3,0.21601818832988559,2.4494897427831779]
[null,null,null,null,null,123.10480844020812,162.72577012825002,55085.228030809078,0,11.839864159851924,0.215,10791278.87374695,7.5921792241184782E-4,8.9890370690812755E-3,0.21477400649346237,2.4494897427831779]
[null,null,null,null,null,123.46476402044264,163.15771682453146,55361.618078824766,0,11.830875122782842,0.214,10783085.941420268,7.5921792241084862E-4,8.9822124310213834E-3,0.21353951204098873,2.4494897427831779]
[null,null,null,null,null,123.82471960067717,163.58966352081291,55638.740816730584,0,11.821892910351821,0.21199999999999999,10774899.229314646,7.5921792241084862E-4,8.9753929743608494E-3,0.21231460928075702,2.4494897427831779]
[null,null,null,null,null,124.1846751809117,164.02161021709435,55916.59624452654,0,11.812917517377461,0.21099999999999999,10766718.73270759,7.5921792240984942E-4,8.9685786951422316E-3,0.21109920366152043,2.4494897427831779]
[null,null,null,null,null,124.54463076114622,164.45355691337579,56195.184362212625,0,11.803948938682318,0.21,10758544.446880152,7.592179224117368E-4,8.961769589480615E-3,0.20989320175669979,2.4494897427831779]
[null,null,null,null,null,124.90458634138075,164.88550360965723,56474.505169788834,0,11.794987169092837,0.20899999999999999,10750376.367117027,7.5921792241084862E-4,8.9549656533812801E-3,0.20869651124883906,2.4494897427831779]
[null,null,null,null,null,125.26454192161528,165.31745030593868,56754.558667255187,0,11.786032203439456,0.20799999999999999,10742214.48870646,7.5921792240984942E-4,8.948166882950883E-3,0.2075090409143002,2.4494897427831779]
[null,null,null,null,null,125.6244975018498,165.74939700222012,57035.344854611656,0,11.777084036556506,0.20599999999999999,10734058.806940252,7.5921792241095964E-4,8.9413732742937083E-3,0.20633070060819814,2.4494897427831779]
[null,null,null,null,null,125.98445308208433,166.18134369850156,57316.863731858255,0,11.768142663282212,0.20499999999999999,10725909.3171138,7.5921792241184782E-4,8.9345848234633502E-3,0.20516140124957094,2.4494897427831779]
[null,null,null,null,null,126.34440866231886,166.61329039478301,57599.115298994984,0,11.75920807845875,0.20399999999999999,10717766.014526105,7.5921792240984942E-4,8.9278015265125705E-3,0.20400105480677866,2.4494897427831779]
[null,null,null,null,null,126.70436424255338,167.04523709106445,57882.099556021858,0,11.750280276932237,0.20300000000000001,10709628.89447967,7.5921792241095964E-4,8.9210233795989687E-3,0.20284957428312753,2.4494897427831779]
[null,null,null,null,null,127.06431982278791,167.47718378734589,58165.816502938862,0,11.741359253552638,0.20200000000000001,10701497.952280603,7.5921792241162578E-4,8.9142503787707512E-3,0.20170687370271986,2.4494897427831779]
[null,null,null,null,null,127.42427540302243,167.90913048362734,58450.266139745989,0,11.732445003173867,0.20100000000000001,10693373.183238598,7.5921792241007147E-4,8.9074825201000876E-3,0.20057286809652011,2.4494897427831779]
[null,null,null,null,null,127.78423098325696,168.34107717990878,58735.448466443246,0,11.723537520653768,0.2,10685254.582666855,7.5921792241084862E-4,8.9007197997363844E-3,0.19944747348863506,2.4494897427831779]
[null,null,null,null,null,128.1441865634915,168.77302387619022,59021.36348303064,0,11.714636800854031,0.19800000000000001,10677142.145882173,7.5921792241084862E-4,8.8939622137420675E-3,0.19833060688280835,2.4494897427831779]
[null,null,null,null,null,128.50414214372603,169.20497057247167,59308.011189508157,0,11.705742838640289,0.19700000000000001,10669035.868204881,7.592179224117368E-4,8.8872097582385467E-3,0.19722218624911966,2.4494897427831779]
[null,null,null,null,null,128.86409772396055,169.63691726875311,59595.391585875812,0,11.69685562888205,0.19600000000000001,10660935.744958904,7.5921792241007147E-4,8.8804624292903797E-3,0.19612213051089045,2.4494897427831779]
[null,null,null,null,null,129.22405330419508,170.06886396503455,59883.504672133589,0,11.687975166452759,0.19500000000000001,10652841.771471661,7.5921792241084862E-4,8.8737202230638555E-3,0.19503035953178757,2.4494897427831779]
[null,null,null,null,null,129.58400888442961,170.500810661316,60172.350448281497,0,11.679101446229694,0.19400000000000001,10644753.943074144,7.5921792241162578E-4,8.8669831356411218E-3,0.19394679410312698,2.4494897427831779]
[null,null,null,null,null,{"$f":"F363+B$12","v":129.94396446466413},{"$f":"G363+(B$6/100)*(F364-F363)*60","v":170.93275735759744},{"$f":"($B$7-$B$7*($B$11/360.000000000001))+$B$5*PI()*(G364^2)*($B$11/360.000000000001)","v":60461.928914319549},0,11.670234463094053,{"$f":"IFERROR(ROUND((J364)*1000000/(H364*1000),2-INT(LOG10(ABS((J364)*1000000/(H364*1000))))),0)","v":0.193},{"$f":"IF((EXP(11.15)*EXP((0.001642*F364)+(0.5454*B$3)+(0.01115*I364)-(0.0003752*F364*B$3)-(0.00001946*F364*I364)-(0.001607*B$3*I364)+(0.00000282*F364*B$3*I364)))>=0,(EXP(11)*EXP((0.001642*F364)+(0.5454*B$3)+(0.01115*I364)-(0.0003752*F364*B$3)-(0.00001946*F364*I364)-(0.001607*B$3*I364)+(0.00000282*F364*B$3*I364))),0)","v":10636672.255100919},7.5921792240996044E-4,8.8602511631073865E-3,0.19287135593137045,2.4494897427831779]
[null,null,null,null,null,130.30392004489866,171.36470405387888,60752.240070247724,0,11.661374211930946,0.192,10628596.702890035,7.5921792241095964E-4,8.8535243016389549E-3,0.19180396762581123,2.4494897427831779]
[null,null,null,null,null,130.66387562513319,171.79665075016032,61043.28391606603,0,11.652520687629307,0.191,10620527.281783124,7.592179224107376E-4,8.8468025473100627E-3,0.19074455268645024,2.4494897427831779]
[null,null,null,null,null,131.02383120536771,172.22859744644177,61335.060451774465,0,11.643673885081997,0.19,10612463.987125341,7.5921792241084862E-4,8.8400858962614081E-3,0.18969303549205405,2.4494897427831779]
[null,null,null,null,null,131.38378678560224,172.66054414272321,61627.569677373038,0,11.634833799185735,0.189,10604406.814265376,7.5921792241084862E-4,8.8333743446133151E-3,0.18864934128839553,2.4494897427831779]
[null,null,null,null,null,131.74374236583677,173.09249083900465,61920.811592861741,0,11.626000424841122,0.188,10596355.758555451,7.592179224107376E-4,8.8266678884942294E-3,0.18761339617667191,2.4494897427831779]
[null,null,null,null,null,132.10369794607129,173.5244375352861,62214.786198240567,0,11.617173756952628,0.187,10588310.815351322,7.5921792241018249E-4,8.819966524031669E-3,0.18658512710209846,2.4494897427831779]
[null,null,null,null,null,132.46365352630582,173.95638423156754,62509.493493509523,0,11.608353790428596,0.186,10580271.980012242,7.592179224117368E-4,8.8132702473896086E-3,0.18556446184267369,2.4494897427831779]
[null,null,null,null,null,132.82360910654035,174.38833092784898,62804.933478668616,0,11.599540520181208,0.185,10572239.247901035,7.5921792241084862E-4,8.8065790546524303E-3,0.18455132899811591,2.4494897427831779]
[null,null,null,null,null,133.18356468677487,174.82027762413043,63101.106153717839,0,11.590733941126555,0.184,10564212.614384014,7.5921792241084862E-4,8.7998929419990102E-3,0.18354565797896336,2.4494897427831779]
[null,null,null,null,null,133.5435202670094,175.25222432041187,63398.011518657193,0,11.581934048184555,0.183,10556192.074831014,7.5921792241084862E-4,8.7932119055621483E-3,0.18254737899584078,2.4494897427831779]
[null,null,null,null,null,133.90347584724393,175.68417101669331,63695.649573486677,0,11.573140836278993,0.182,10548177.624615392,7.5921792241084862E-4,8.7865359414878892E-3,0.18155642304888545,2.4494897427831779]
[null,null,null,null,null,134.26343142747845,176.11611771297476,63994.020318206291,0,11.564354300337506,0.18099999999999999,10540169.25911401,7.5921792241084862E-4,8.7798650459252042E-3,0.18057272191733237,2.4494897427831779]
[null,null,null,null,null,134.62338700771298,176.5480644092562,64293.123752816035,0,11.555574435291581,0.18,10532166.973707257,7.5921792240996044E-4,8.7731992150157263E-3,0.17959620814925509,2.4494897427831779]
[null,null,null,null,null,134.9833425879475,176.98001110553764,64592.959877315916,0,11.546801236076565,0.17899999999999999,10524170.763778985,7.5921792241184782E-4,8.7665384449566053E-3,0.1786268150514588,2.4494897427831779]
[null,null,null,null,null,135.34329816818203,177.41195780181909,64893.52869170592,0,11.538034697631609,0.17799999999999999,10516180.624716612,7.5921792241084862E-4,8.7598827318401545E-3,0.17766447667952648,2.4494897427831779]
[null,null,null,null,null,135.70325374841656,177.84390449810053,65194.830195986055,0,11.529274814899768,0.17699999999999999,10508196.551911026,7.5921792240996044E-4,8.753232071861683E-3,0.17670912782801002,2.4494897427831779]
[null,null,null,null,null,136.06320932865108,178.27585119438197,65496.864390156326,0,11.520521582827907,0.17599999999999999,10500218.5407566,7.5921792241084862E-4,8.7465864612039455E-3,0.17576070402076888,2.4494897427831779]
[null,null,null,null,null,136.42316490888561,178.70779789066341,65799.631274216721,0,11.511774996366704,0.17499999999999999,10492246.586651217,7.592179224117368E-4,8.7399458960129069E-3,0.1748191415014525,2.4494897427831779]
[null,null,null,null,null,136.78312048912014,179.13974458694486,66103.130848167246,0,11.503035050470691,0.17399999999999999,10484280.684996277,7.5921792241084862E-4,8.7333103724375298E-3,0.17388437722412267,2.4494897427831779]
[null,null,null,null,null,137.14307606935466,179.5716912832263,66407.363112007908,0,11.494301740098253,0.17299999999999999,10476320.831196651,7.5921792240996044E-4,8.7266798866705887E-3,0.17295634884401453,2.4494897427831779]
[null,null,null,null,null,137.50303164958919,180.00363797950774,66712.328065738708,0,11.485575060211582,0.17199999999999999,10468367.020660682,7.592179224107376E-4,8.7200544349064196E-3,0.17203499470843406,2.4494897427831779]
[null,null,null,null,null,137.86298722982372,180.43558467578919,67018.02570935963,0,11.476855005776676,0.17100000000000001,10460419.248800211,7.5921792241184782E-4,8.7134340133077828E-3,0.17112025384779048,2.4494897427831779]
[null,null,null,null,null,138.22294281005824,180.86753137207063,67324.45604287069,0,11.468141571763368,0.17,10452477.511030601,7.592179224097384E-4,8.706818618014936E-3,0.17021206596676022,2.4494897427831779]
[null,null,null,null,null,138.58289839029277,181.29947806835207,67631.619066271858,{"$f":"($B$10/H388)*100","v":0},11.459434753145354,0.16900000000000001,10444541.80277063,7.5921792241095964E-4,8.7002082452869636E-3,{"$f":"(J388-N388)*1000000/(H388*1000)","v":0.16931037143557889},{"$f":"GEOMEAN($B$15:$C$15)","v":2.4494897427831779}]
[null,null,null,null,null,138.9428539705273,181.73142476463352,67939.514779563193,0,11.450734544900067,0.16900000000000001,10436612.119442597,{"$f":"IFERROR(IF((1-L389/L388)>0,(1-L389/L388),0),0)","v":7.5921792241084862E-4},{"$f":"M389*J389","v":8.6936028912571635E-3},0.16841511128146408,2.4494897427831779]
[null,null,null,null,null,139.30280955076182,182.16337146091496,68248.143182744636,0,{"$f":"J389-N389","v":11.442040942008809},0.16800000000000001,10428688.456472266,7.5921792241084862E-4,8.6870025521317978E-3,0.16752622718016166,2.4494897427831779]
[null,null,null,null,null,139.66276513099635,182.5953181571964,68557.504275816216,0,11.433353939456678,0.16700000000000001,10420770.809288872,7.5921792241095964E-4,8.6804072241034608E-3,0.16664366144761558,2.4494897427831779]
[null,null,null,null,null,140.02272071123087,183.02726485347785,68867.59805877792,0,11.424673532232575,0.16600000000000001,10412859.173325125,7.592179224107376E-4,8.6738169033625592E-3,0.16576735703176046,2.4494897427831779]
[null,null,null,null,null,140.3826762914654,183.45921154975929,69178.42453162976,0,11.415999715329212,0.16500000000000001,10404953.544017196,7.5921792241095964E-4,8.6672315861163508E-3,0.1648972575044324,2.4494897427831779]
[null,null,null,null,null,140.74263187169993,183.89115824604073,69489.983694371724,0,11.407332483743096,0.16400000000000001,10397053.916804727,7.592179224107376E-4,8.6606512685559519E-3,0.16403330705339858,2.4494897427831779]
[null,null,null,null,null,141.10258745193445,184.32310494232217,69802.275547003825,0,11.398671832474539,0.16300000000000001,10389160.287130816,7.5921792241095964E-4,8.6540759468956459E-3,0.16317545047450172,2.4494897427831779]
[null,null,null,null,null,141.46254303216898,184.75505163860362,70115.300089526063,0,11.390017756527644,0.16200000000000001,10381272.650442027,7.5921792241095964E-4,8.6475056173348584E-3,0.16232363316391879,2.4494897427831779]
[null,null,null,null,null,141.82249861240351,185.18699833488506,70429.057321938424,0,11.38137025091031,0.16200000000000001,10373391.002188379,7.592179224107376E-4,8.6409402760835013E-3,0.16147780111053192,2.4494897427831779]
[null,null,null,null,null,142.18245419263803,185.6189450311665,70743.547244240923,0,11.372729310634226,0.161,10365515.337823341,7.5921792241095964E-4,8.6343799193619418E-3,0.16063790088840912,2.4494897427831779]
[null,null,null,null,null,142.54240977287256,186.05089172744795,71058.769856433559,0,11.364094930714863,0.16,10357645.652803842,7.592179224107376E-4,8.6278245433757342E-3,0.15980387964939391,2.4494897427831779]
[null,null,null,null,null,142.90236535310709,186.48283842372939,71374.725158516303,0,11.355467106171487,0.159,10349781.942590261,7.5921792241007147E-4,8.6212741443434226E-3,0.15897568511580124,2.4494897427831779]
[null,null,null,null,null,143.26232093334161,186.91478512001083,71691.413150489185,0,11.346845832027144,0.158,10341924.202646393,7.592179224117368E-4,8.6147287185179226E-3,0.15815326557321824,2.4494897427831779]
[null,null,null,null,null,143.62227651357614,187.34673181629228,72008.833832352204,0,11.338231103308626,0.157,10334072.42843953,7.5921792241084862E-4,8.6081882620680384E-3,0.15733656986340991,2.4494897427831779]
[null,null,null,null,null,143.98223209381067,187.77867851257372,72326.987204105346,0,11.329622915046558,0.157,10326226.615440376,7.5921792240996044E-4,8.6016527712499281E-3,0.15652554737732413,2.4494897427831779]
[null,null,null,null,null,144.34218767404519,188.21062520885516,72645.873265748625,0,11.321021262275309,0.156,10318386.759123057,7.5921792241095964E-4,8.5951222423149599E-3,0.15572014804819787,2.4494897427831779]
[null,null,null,null,null,144.70214325427972,188.64257190513661,72965.492017282042,0,11.312426140032994,0.155,10310552.854965154,7.5921792241184782E-4,8.5885966714733288E-3,0.15492032234476238,2.4494897427831779]
[null,null,null,null,null,145.06209883451425,189.07451860141805,73285.843458705582,0,11.303837543361521,0.154,10302724.898447711,7.5921792240984942E-4,8.5820760549293901E-3,0.15412602126454528,2.4494897427831779]
[null,null,null,null,null,145.42205441474877,189.50646529769949,73606.927590019244,0,11.295255467306591,0.153,10294902.88505514,7.5921792241095964E-4,8.5755603889895431E-3,0.15333719632726558,2.4494897427831779]
[null,null,null,null,null,145.7820099949833,189.93841199398094,73928.744411223059,0,11.286679906917602,0.153,10287086.810275327,7.592179224107376E-4,8.5690496698449994E-3,0.15255379956832646,2.4494897427831779]
[null,null,null,null,null,146.14196557521782,190.37035869026238,74251.293922316981,0,11.278110857247757,0.152,10279276.669599561,7.592179224117368E-4,8.5625438937688945E-3,0.15177578353239729,2.4494897427831779]
[null,null,null,null,null,146.50192115545235,190.80230538654382,74574.576123301056,0,11.269548313353988,0.151,10271472.45852259,7.5921792241007147E-4,8.55604305696454E-3,0.15100310126708844,2.4494897427831779]
[null,null,null,null,null,146.86187673568688,191.23425208282526,74898.591014175254,0,11.260992270297024,0.15,10263674.172542531,7.592179224107376E-4,8.549547155738281E-3,0.15023570631671374,2.4494897427831779]
[null,null,null,null,null,147.2218323159214,191.66619877910671,75223.338594939574,0,11.252442723141286,0.15,10255881.807160942,7.592179224117368E-4,8.5430561863203934E-3,0.14947355271614285,2.4494897427831779]
[null,null,null,null,null,147.58178789615593,192.09814547538815,75548.818865594032,0,11.243899666954965,0.14899999999999999,10248095.357882828,7.5921792240996044E-4,8.5365701449315948E-3,0.14871659498474002,2.4494897427831779]
[null,null,null,null,null,147.94174347639046,192.53009217166959,75875.031826138613,0,11.235363096810033,0.14799999999999999,10240314.820216546,7.5921792241095964E-4,8.5300890278928784E-3,0.14796478812038594,2.4494897427831779]
[null,null,null,null,null,148.30169905662498,192.96203886795104,76201.977476573331,0,11.22683300778214,0.14699999999999999,10232540.189673901,7.5921792241162578E-4,8.5236128314306204E-3,0.14721808759358693,2.4494897427831779]
[null,null,null,null,null,148.66165463685951,193.39398556423248,76529.655816898172,0,11.21830939495071,0.14699999999999999,10224771.461770121,7.5921792240984942E-4,8.5171415517853732E-3,0.14647644934166476,2.4494897427831779]
[null,null,null,null,null,149.02161021709404,193.82593226051392,76858.066847113165,0,11.209792253398925,0.14599999999999999,10217008.632023789,7.5921792241095964E-4,8.5106751852840022E-3,0.14573982976302724,2.4494897427831779]
[null,null,null,null,null,149.38156579732856,194.25787895679537,77187.210567218266,0,11.20128157821364,0.14499999999999999,10209251.695956931,7.5921792241084862E-4,8.504213728150271E-3,0.14500818571152138,2.4494897427831779]
[null,null,null,null,null,149.74152137756309,194.68982565307681,77517.086977213505,0,11.19277736448549,0.14399999999999999,10201500.649094947,7.5921792241184782E-4,8.4977571766830309E-3,0.14428147449086259,2.4494897427831779]
[null,null,null,null,null,150.10147695779762,195.12177234935825,77847.696077098881,0,11.184279607308808,0.14399999999999999,10193755.486966677,7.5921792240996044E-4,8.4913055271130817E-3,0.14355965384914421,2.4494897427831779]
[null,null,null,null,null,150.46143253803214,195.5537190456397,78179.03786687438,0,11.175788301781695,0.14299999999999999,10186016.205104297,7.5921792241095964E-4,8.4848587757834059E-3,0.1428426819734202,2.4494897427831779]
[null,null,null,null,null,150.82138811826667,195.98566574192114,78511.112346540031,0,11.167303443005911,0.14199999999999999,10178282.799043417,7.5921792241062658E-4,8.4784169189279848E-3,0.14213051748436667,2.4494897427831779]
[null,null,null,null,null,151.18134369850119,196.41761243820258,78843.91951609579,0,11.158825026086983,0.14199999999999999,10170555.264323017,7.5921792241084862E-4,8.4719799528519425E-3,0.14142311943101479,2.4494897427831779]
[null,null,null,null,null,151.54129927873572,196.84955913448402,79177.459375541672,0,11.150353046134132,0.14099999999999999,10162833.596485471,7.5921792241095964E-4,8.4655478738346716E-3,0.14072044728555769,2.4494897427831779]
[null,null,null,null,null,151.90125485897025,197.28150583076547,79511.731924877706,0,11.141887498260298,0.14000000000000001,10155117.791076541,7.5921792241084862E-4,8.459120678164591E-3,0.14002246093822912,2.4494897427831779]
[null,null,null,null,null,152.26121043920477,197.71345252704691,79846.737164103863,0,11.133428377582133,0.13900000000000001,10147407.843645371,7.5921792240996044E-4,8.4526983621280045E-3,0.1393291206922527,2.4494897427831779]
[null,null,null,null,null,152.6211660194393,198.14539922332835,80182.475093220157,0,11.124975679220006,0.13900000000000001,10139703.749744454,7.592179224117368E-4,8.4462809220585133E-3,0.1386403872588601,2.4494897427831779]
[null,null,null,null,null,{"$f":"F427+B$12","v":152.98112159967383},{"$f":"G427+(B$6/100)*(F428-F427)*60","v":198.5773459196098},{"$f":"($B$7-$B$7*($B$11/360.000000000001))+$B$5*PI()*(G428^2)*($B$11/360.000000000001)","v":80518.945712226574},0,11.116529398297947,{"$f":"IFERROR(ROUND((J428)*1000000/(H428*1000),2-INT(LOG10(ABS((J428)*1000000/(H428*1000))))),0)","v":0.13800000000000001},{"$f":"IF((EXP(11.15)*EXP((0.001642*F428)+(0.5454*B$3)+(0.01115*I428)-(0.0003752*F428*B$3)-(0.00001946*F428*I428)-(0.001607*B$3*I428)+(0.00000282*F428*B$3*I428)))>=0,(EXP(11)*EXP((0.001642*F428)+(0.5454*B$3)+(0.01115*I428)-(0.0003752*F428*B$3)-(0.00001946*F428*I428)-(0.001607*B$3*I428)+(0.00000282*F428*B$3*I428))),0)","v":10132005.504929712},7.5921792241084862E-4,8.4398683541948884E-3,0.13795622175237973,2.4494897427831779]
[null,null,null,null,null,153.34107717990835,199.00929261589124,80856.149021123128,0,11.108089529943753,0.13700000000000001,10124313.104760414,7.5921792240984942E-4,8.4334606548664964E-3,0.13727658568539017,2.4494897427831779]
[null,null,null,null,null,153.70103276014288,199.44123931217268,81194.085019909806,0,11.099656069288885,0.13700000000000001,10116626.544799181,7.5921792241084862E-4,8.4270578204004732E-3,0.13660144096394186,2.4494897427831779]
[null,null,null,null,null,154.06098834037741,199.87318600845413,81532.753708586606,0,11.091229011468485,0.13600000000000001,10108945.820612023,7.592179224117368E-4,8.4206598470798841E-3,0.13593074988284398,2.4494897427831779]
[null,null,null,null,null,154.42094392061193,200.30513270473557,81872.155087153544,0,11.082808351621406,0.13500000000000001,10101270.927768333,7.5921792241095964E-4,8.4142667311968358E-3,0.13526447512101558,2.4494897427831779]
[null,null,null,null,null,154.78089950084646,200.73707940101701,82212.289155610619,0,11.074394084890208,0.13500000000000001,10093601.861840853,7.5921792240984942E-4,8.4078784690782699E-3,0.13460257973689965,2.4494897427831779]
[null,null,null,null,null,155.14085508108099,201.16902609729846,82553.155913957831,0,11.06598620642113,0.13400000000000001,10085938.618405655,7.592179224117368E-4,8.4014950570759864E-3,0.13394502716393999,2.4494897427831779]
[null,null,null,null,null,155.50081066131551,201.6009727935799,82894.755362195167,0,11.057584711364054,0.13300000000000001,10078281.193042226,7.5921792241084862E-4,8.3951164914437808E-3,0.13329178120612062,2.4494897427831779]
[null,null,null,null,null,155.86076624155004,202.03291948986134,83237.087500322639,0,11.04918959487261,0.13300000000000001,10070629.581333382,7.5921792240984942E-4,8.3887427685317081E-3,0.13264280603356385,2.4494897427831779]
[null,null,null,null,null,156.22072182178457,202.46486618614279,83580.152328340235,0,11.040800852104079,0.13200000000000001,10062983.778865272,7.5921792241095964E-4,8.3823738846876116E-3,0.13199806617818924,2.4494897427831779]
[null,null,null,null,null,156.58067740201909,202.89681288242423,83923.949846247968,0,11.032418478219391,0.13100000000000001,10055343.781227419,7.592179224117368E-4,8.3760098362105802E-3,0.13135752652943131,2.4494897427831779]
[null,null,null,null,null,156.94063298225362,203.32875957870567,84268.480054045809,0,11.024042468383181,0.13100000000000001,10047709.584012719,7.5921792240984942E-4,8.3696506194038262E-3,0.1307211523300153,2.4494897427831779]
[null,null,null,null,null,157.30058856248814,203.76070627498711,84613.742951733817,0,11.015672817763777,0.13,10040081.182817357,7.5921792241084862E-4,8.3632962306602731E-3,0.130088909171788,2.4494897427831779]
[null,null,null,null,null,157.66054414272267,204.19265297126856,84959.738539311933,0,11.007309521533116,0.13,10032458.5732409,7.5921792241095964E-4,8.3569466662727476E-3,0.12946076299160797,2.4494897427831779]
[null,null,null,null,null,158.0204997229572,204.62459966755,85306.466816780172,0,10.998952574866843,0.129,10024841.750886252,7.592179224107376E-4,8.3506019225846381E-3,0.12883668006728838,2.4494897427831779]
[null,null,null,null,null,158.38045530319172,205.05654636383144,85653.927784138577,0,10.990601972944258,0.128,10017230.711359646,7.5921792241095964E-4,8.3442619959445338E-3,0.12821662701359521,2.4494897427831779]
[null,null,null,null,null,158.74041088342625,205.48849306011289,86002.121441387091,0,10.982257710948314,0.128,10009625.450270658,7.592179224107376E-4,8.3379268826854827E-3,0.12760057077829959,2.4494897427831779]
[null,null,null,null,null,159.10036646366078,205.92043975639433,86351.047788525713,0,10.973919784065629,0.127,10002025.963232193,7.5921792241084862E-4,8.3315965791616146E-3,0.12698847863828203,2.4494897427831779]
[null,null,null,null,null,159.4603220438953,206.35238645267577,86700.706825554487,0,10.965588187486468,0.126,9994432.2458604872,7.5921792241095964E-4,8.3252710817176365E-3,0.12638031819568932,2.4494897427831779]
[null,null,null,null,null,159.82027762412983,206.78433314895722,87051.098552473384,0,10.957262916404749,0.126,9986844.2937751114,7.5921792241062658E-4,8.3189503866998166E-3,0.12577605737414277,2.4494897427831779]
[null,null,null,null,null,160.18023320436436,207.21627984523866,87402.222969282433,0,10.948943966018049,0.125,9979262.1025989503,7.5921792241095964E-4,8.3126344904742369E-3,0.12517566441499625,2.4494897427831779]
[null,null,null,null,null,160.54018878459888,207.6482265415201,87754.080075981605,0,10.940631331527575,0.125,9971685.6679582205,7.5921792241095964E-4,8.3063233893866158E-3,0.12457910787364493,2.4494897427831779]
[null,null,null,null,null,160.90014436483341,208.08017323780155,88106.669872570885,0,10.932325008138188,0.124,9964114.9854824599,7.592179224107376E-4,8.3000170797976249E-3,0.12398635661588234,2.4494897427831779]
[null,null,null,null,null,161.26009994506794,208.51211993408299,88459.992359050331,0,10.92402499105839,0.123,9956550.0508045182,7.5921792241095964E-4,8.2937155580767533E-3,0.12339737981430568,2.4494897427831779]
[null,null,null,null,null,161.62005552530246,208.94406663036443,88814.047535419886,{"$f":"($B$10/H452)*100","v":0},10.915731275500313,0.123,9948990.8595605772,7.5921792240984942E-4,8.2874188205695632E-3,{"$f":"(J452-N452)*1000000/(H452*1000)","v":0.12281214694476965},{"$f":"GEOMEAN($B$15:$C$15)","v":2.4494897427831779}]
[null,null,null,null,null,161.98001110553699,209.37601332664588,89168.835401679578,0,10.907443856679743,0.122,9941437.407390086,{"$f":"IFERROR(IF((1-L453/L452)>0,(1-L453/L452),0),0)","v":7.5921792241195885E-4},{"$f":"M453*J453","v":8.2811268636934776E-3},0.12223062778288515,2.4494897427831779]
[null,null,null,null,null,162.33996668577151,209.80796002292732,89524.355957829393,0,{"$f":"J453-N453","v":10.89916272981605},0.122,9933889.6899358705,7.592179224107376E-4,8.2748396837474848E-3,0.12165279240056723,2.4494897427831779]
[null,null,null,null,null,162.69992226600604,210.23990671920876,89880.609203869346,0,10.890887890132303,0.121,9926347.7028440274,7.5921792240996044E-4,8.268557277146045E-3,0.12107861116262508,2.4494897427831779]
[null,null,null,null,null,163.05987784624057,210.6718534154902,90237.595139799436,0,10.882619332855157,0.121,9918811.4417639468,7.5921792241084862E-4,8.2622796402784283E-3,0.12050805472339905,2.4494897427831779]
[null,null,null,null,null,163.41983342647509,211.10380011177165,90595.313765619649,0,10.874357053214878,0.12,9911280.9023483377,7.5921792241162578E-4,8.2560067695040089E-3,0.11994109402344154,2.4494897427831779]
[null,null,null,null,null,163.77978900670962,211.53574680805309,90953.765081329984,0,10.866101046445374,0.11899999999999999,9903756.0802532267,7.5921792241084862E-4,8.2497386611886051E-3,0.11937770028624103,2.4494897427831779]
[null,null,null,null,null,164.13974458694415,211.96769350433453,91312.949086930457,0,10.857851307784186,0.11899999999999999,9896236.9711379223,7.5921792240996044E-4,8.2434753117321818E-3,0.11881784501498868,2.4494897427831779]
[null,null,null,null,null,164.49970016717867,212.39964020061598,91672.865782421068,0,10.849607832472454,0.11799999999999999,9888723.5706650093,7.5921792241084862E-4,8.2372167175422065E-3,0.11826149998938751,2.4494897427831779]
[null,null,null,null,null,164.8596557474132,212.83158689689742,92033.515167801801,0,10.841370615754911,0.11799999999999999,9881215.8745003846,7.592179224117368E-4,8.2309628749890965E-3,0.11770863726250379,2.4494897427831779]
[null,null,null,null,null,165.21961132764773,213.26353359317886,92394.897243072672,0,10.833139652879922,0.11700000000000001,9873713.878313262,7.5921792240996044E-4,8.2247137804364549E-3,0.11715922915765876,2.4494897427831779]
[null,null,null,null,null,165.57956690788225,213.69548028946031,92757.01200823368,0,10.824914939099486,0.11700000000000001,9866217.5777760912,7.592179224107376E-4,8.2184694303360679E-3,0.11661324826536018,2.4494897427831779]
[null,null,null,null,null,165.93952248811678,214.12742698574175,93119.859463284811,0,10.81669646966915,0.11600000000000001,9858726.968564637,7.5921792241095964E-4,8.2122298210521739E-3,0.11607066744027524,2.4494897427831779]
[null,null,null,null,null,166.29947806835131,214.55937368202319,93483.439608226065,0,10.808484239848099,0.11600000000000001,9851242.0463579483,7.592179224107376E-4,8.2059949489866734E-3,0.11553145979824155,2.4494897427831779]
[null,null,null,null,null,166.65943364858583,214.99132037830464,93847.752443057456,0,10.800278244899111,0.115,9843762.8068383448,7.5921792241095964E-4,8.1997648105525886E-3,0.11499559871331709,2.4494897427831779]
[null,null,null,null,null,167.01938922882036,215.42326707458608,94212.79796777897,0,10.792078480088559,0.115,9836289.2456914317,7.5921792241084862E-4,8.1935394021476655E-3,0.11446305781486851,2.4494897427831779]
[null,null,null,null,null,167.37934480905488,215.85521377086752,94578.576182390636,0,10.783884940686411,0.114,9828821.358606087,7.592179224107376E-4,8.1873187201843764E-3,0.11393381098469667,2.4494897427831779]
[null,null,null,null,null,167.73930038928941,216.28716046714896,94945.087086892425,0,10.775697621966227,0.113,9821359.1412744578,7.5921792241095964E-4,8.1811027610779168E-3,0.11340783235419931,2.4494897427831779]
[null,null,null,null,null,168.09925596952394,216.71910716343041,95312.330681284337,0,10.767516519205149,0.113,9813902.5893919691,7.5921792241084862E-4,8.1748915212354247E-3,0.11288509630157048,2.4494897427831779]
[null,null,null,null,null,168.45921154975846,217.15105385971185,95680.306965566386,0,10.759341627683913,0.112,9806451.6986573078,7.5921792241095964E-4,8.1686849970799332E-3,0.11236557744903541,2.4494897427831779]
[null,null,null,null,null,168.81916712999299,217.58300055599329,96049.015939738558,0,10.751172942686832,0.112,9799006.4647724312,7.5921792241084862E-4,8.1624831850264264E-3,0.1118492506601213,2.4494897427831779]
[null,null,null,null,null,169.17912271022752,218.01494725227474,96418.457603800853,0,10.743010459501805,0.111,9791566.8834425583,7.5921792241062658E-4,8.1562860814985913E-3,0.11133609103696276,2.4494897427831779]
[null,null,null,null,null,169.53907829046204,218.44689394855618,96788.6319577533,0,10.734854173420306,0.111,9784132.9503761642,7.5921792241084862E-4,8.1500936829275918E-3,0.11082607391764163,2.4494897427831779]
[null,null,null,null,null,169.89903387069657,218.87884064483762,97159.539001595855,0,10.726704079737379,0.11,9776704.6612849962,7.5921792241007147E-4,8.1439059857258498E-3,0.1103191748735613,2.4494897427831779]
[null,null,null,null,null,170.2589894509311,219.31078734111907,97531.178735328576,0,10.718560173751653,0.11,9769282.0118840206,7.5921792241184782E-4,8.1377229863621049E-3,0.10981536970685325,2.4494897427831779]
[null,null,null,null,null,170.61894503116562,219.74273403740051,97903.551158951392,0,10.710422450765291,0.109,9761864.9978915136,7.592179224107376E-4,8.1315446812113452E-3,0.10931463444781864,2.4494897427831779]
[null,null,null,null,null,170.97890061140015,220.17468073368195,98276.656272464374,0,10.70229090608408,0.109,9754453.6150289681,7.5921792240996044E-4,8.1253710667441685E-3,0.1088169453523998,2.4494897427831779]
[null,null,null,null,null,171.33885619163468,220.6066274299634,98650.494075867464,0,10.694165535017335,0.108,9747047.8590211123,7.5921792241084862E-4,8.119202139413563E-3,0.10832227889968585,2.4494897427831779]
[null,null,null,null,null,171.6988117718692,221.03857412624484,99025.064569160677,0,10.686046332877922,0.108,9739647.725595938,7.592179224117368E-4,8.1130378956431343E-3,0.10783061178944893,2.4494897427831779]
[null,null,null,null,null,172.05876735210373,221.47052082252628,99400.367752344027,0,10.677933294982278,0.107,9732253.2104847059,7.5921792240996044E-4,8.1068783318485882E-3,0.10734192093971219,2.4494897427831779]
[null,null,null,null,null,172.41872293233826,221.90246751880773,99776.403625417515,0,10.66982641665043,0.107,9724864.3094218653,7.5921792241084862E-4,8.1007234445337299E-3,0.10685618348434718,2.4494897427831779]
[null,null,null,null,null,172.77867851257278,222.33441421508917,100153.17218838114,0,10.661725693205897,0.106,9717481.0181451309,7.5921792241162578E-4,8.094573230118432E-3,0.10637337677070317,2.4494897427831779]
[null,null,null,null,null,173.13863409280731,222.76636091137061,100530.67344123489,0,10.653631119975778,0.106,9710103.3323954679,7.5921792241084862E-4,8.0884276850395724E-3,0.10589347835726556,2.4494897427831779]
[null,null,null,null,null,173.49858967304183,223.19830760765205,100908.90738397877,0,10.645542692290737,0.105,9702731.2479170598,7.5921792241007147E-4,8.0822868057686924E-3,0.10541646601134312,2.4494897427831779]
[null,null,null,null,null,173.85854525327636,223.6302543039335,101287.87401661277,0,10.637460405484969,0.105,9695364.7604573052,7.5921792241084862E-4,8.0761505887799612E-3,0.104942317706785,2.4494897427831779]
[null,null,null,null,null,174.21850083351089,224.06220100021494,101667.5733391369,0,10.629384254896189,0.105,9688003.8657668475,7.5921792241162578E-4,8.0700190305171317E-3,0.1044710116217262,2.4494897427831779]
[null,null,null,null,null,174.57845641374541,224.49414769649638,102048.00535155117,0,10.621314235865672,0.104,9680648.5595995802,7.5921792240996044E-4,8.0638921274172725E-3,0.10400252613636145,2.4494897427831779]
[null,null,null,null,null,174.93841199397994,224.92609439277783,102429.17005385557,0,10.613250343738255,0.104,9673298.8377125729,7.592179224107376E-4,8.0577698759980044E-3,0.10353683983074569,2.4494897427831779]
[null,null,null,null,null,175.29836757421447,225.35804108905927,102811.0674460501,0,10.605192573862256,0.10299999999999999,9665954.6958661359,7.5921792241184782E-4,8.0516522727052588E-3,0.10307393148262349,2.4494897427831779]
[null,null,null,null,null,175.65832315444899,225.78998778534071,103193.69752813478,0,10.597140921589551,0.10299999999999999,9658616.1298238318,7.5921792240996044E-4,8.0455393139747932E-3,0.10261378006528511,2.4494897427831779]
[null,null,null,null,null,{"$f":"F491+B$12","v":176.01827873468352},{"$f":"G491+(B$6/100)*(F492-F491)*60","v":226.22193448162216},{"$f":"($B$7-$B$7*($B$11/360.000000000001))+$B$5*PI()*(G492^2)*($B$11/360.000000000001)","v":103577.06030010957},0,10.589095382275577,{"$f":"IFERROR(ROUND((J492)*1000000/(H492*1000),2-INT(LOG10(ABS((J492)*1000000/(H492*1000))))),0)","v":0.10199999999999999},{"$f":"IF((EXP(11.15)*EXP((0.001642*F492)+(0.5454*B$3)+(0.01115*I492)-(0.0003752*F492*B$3)-(0.00001946*F492*I492)-(0.001607*B$3*I492)+(0.00000282*F492*B$3*I492)))>=0,(EXP(11)*EXP((0.001642*F492)+(0.5454*B$3)+(0.01115*I492)-(0.0003752*F492*B$3)-(0.00001946*F492*I492)-(0.001607*B$3*I492)+(0.00000282*F492*B$3*I492))),0)","v":9651283.1353523824},7.5921792241095964E-4,8.0394309963427498E-3,0.10215636474544779,2.4494897427831779]
[null,null,null,null,null,176.37823431491805,226.6538811779036,103961.1557619745,0,10.581055951279234,0.10199999999999999,9643955.7082217615,7.5921792241084862E-4,8.0333273162431652E-3,0.10170166488116562,2.4494897427831779]
[null,null,null,null,null,176.73818989515257,227.08582787418504,104345.98391372955,0,10.573022623962991,0.10100000000000001,9636633.8442051355,7.5921792241162578E-4,8.0272282701762988E-3,0.10124966001976339,2.4494897427831779]
[null,null,null,null,null,177.0981454753871,227.51777457046649,104731.54475537474,0,10.564995395692815,0.10100000000000001,9629317.5390789118,7.5921792241007147E-4,8.0211338545898708E-3,0.10080032989579724,2.4494897427831779]
[null,null,null,null,null,177.45810105562163,227.94972126674793,105117.83828691006,0,10.556974261838226,0.1,9622006.7886226587,7.592179224107376E-4,8.0150440660164482E-3,0.10035365442903932,2.4494897427831779]
[null,null,null,null,null,177.81805663585615,228.38166796302937,105504.86450833551,0,10.548959217772209,0.1,9614701.5886191782,7.592179224107376E-4,8.0089589009126171E-3,9.9909613722488591E-2,2.4494897427831779]
[null,null,null,null,null,178.17801221609068,228.81361465931082,105892.62341965108,0,10.540950258871296,9.9500000000000005E-2,9607401.9348544665,7.5921792241084862E-4,8.002878355776363E-3,9.946818806040518E-2,2.4494897427831779]
[null,null,null,null,null,178.5379677963252,229.24556135559226,106281.1150208568,0,10.53294738051552,9.9099999999999994E-2,9600107.8231177181,7.5921792241107067E-4,7.9968024271001217E-3,9.90293579063692E-2,2.4494897427831779]
[null,null,null,null,null,178.89792337655973,229.6775080518737,106670.33931195262,0,10.52495057808842,9.8699999999999996E-2,9592819.2492013313,7.592179224107376E-4,7.990731111371982E-3,9.8593103901363527E-2,2.4494897427831779]
[null,null,null,null,null,179.25787895679426,230.10945474815514,107060.2962929386,0,10.516959846977048,9.8199999999999996E-2,9585536.2089008987,7.5921792240996044E-4,7.9846644050908903E-3,9.8159406861879753E-2,2.4494897427831779]
[null,null,null,null,null,179.61783453702878,230.54140144443659,107450.98596381469,0,10.508975182571957,9.7799999999999998E-2,9578258.6980151739,7.5921792241184782E-4,7.9786023047899498E-3,9.7728247778047325E-2,2.4494897427831779]
[null,null,null,null,null,179.97779011726331,230.97334814071803,107842.40832458093,0,10.500996580267167,9.74E-2,9570986.7123461533,7.5921792241084862E-4,7.9725448069138637E-3,9.7299607811786398E-2,2.4494897427831779]
[null,null,null,null,null,180.33774569749784,231.40529483699947,108234.5633752373,0,10.493024035460254,9.69E-2,9563720.247698985,7.592179224107376E-4,7.9664919080080672E-3,9.6873468294981765E-2,2.4494897427831779]
[null,null,null,null,null,180.69770127773236,231.83724153328092,108627.4511157838,0,10.485057543552246,9.6500000000000002E-2,9556459.2998820078,7.5921792241095964E-4,7.9604436045750959E-3,9.6449810727680108E-2,2.4494897427831779]
[null,null,null,null,null,181.05765685796689,232.26918822956236,109021.07154622042,0,10.47709709994767,9.6100000000000005E-2,9549203.8647067472,7.5921792241084862E-4,7.954399893118998E-3,9.6028616776308862E-2,2.4494897427831779]
[null,null,null,null,null,181.41761243820142,232.7011349258438,109415.42466654717,0,10.469142700054551,9.5699999999999993E-2,9541953.9379879069,7.5921792241084862E-4,7.9483607701581176E-3,9.5609868271916629E-2,2.4494897427831779]
[null,null,null,null,null,181.77756801843594,233.13308162212525,109810.51047676406,0,10.461194339284393,9.5299999999999996E-2,9534709.515543377,7.5921792240984942E-4,7.9423262321971742E-3,9.5193547208435106E-2,2.4494897427831779]
[null,null,null,null,null,182.13752359867047,233.56502831840669,110206.32897687108,0,10.453252013052197,9.4899999999999998E-2,9527470.5931941848,7.5921792241195885E-4,7.9362962757981159E-3,9.4779635740961377E-2,2.4494897427831779]
[null,null,null,null,null,182.497479178905,233.99697501468813,110602.88016686823,0,10.445315716776399,9.4399999999999998E-2,9520237.1667645909,7.592179224107376E-4,7.9302708974152026E-3,9.4368116184062698E-2,2.4494897427831779]
[null,null,null,null,null,182.85743475913952,234.42892171096958,111000.16404675551,0,10.437385445878984,9.4E-2,9513009.2320819888,7.5921792241007147E-4,7.9242500936133591E-3,9.395897101009934E-2,2.4494897427831779]
[null,null,null,null,null,183.21739033937405,234.86086840725102,111398.18061653293,0,10.429461195785372,9.3600000000000003E-2,9505786.7849769332,7.592179224107376E-4,7.9182338609275777E-3,9.3552182847569346E-2,2.4494897427831779]
[null,null,null,null,null,183.57734591960858,235.29281510353246,111796.92987620045,0,10.421542961924445,9.3200000000000005E-2,9498569.8212831542,7.592179224117368E-4,7.9122221958769345E-3,9.3147734479472874E-2,2.4494897427831779]
[null,null,null,null,null,183.9373014998431,235.7247617998139,112196.41182575813,0,10.413630739728568,9.2799999999999994E-2,9491358.336837573,7.5921792241007147E-4,7.9062150949623794E-3,9.2745608841696053E-2,2.4494897427831779]
[null,null,null,null,null,184.29725708007763,236.15670849609535,112596.62646520593,0,10.405724524633605,9.2399999999999996E-2,9484152.327480223,7.592179224107376E-4,7.9002125547707851E-3,9.2345789021413702E-2,2.4494897427831779]
[null,null,null,null,null,184.65721266031215,236.58865519237679,112997.57379454386,{"$f":"($B$10/H516)*100","v":0},10.397824312078834,9.1999999999999998E-2,9476951.7890543267,7.592179224107376E-4,7.894214571808349E-3,{"$f":"(J516-N516)*1000000/(H516*1000)","v":9.1948258255512283E-2},{"$f":"GEOMEAN($B$15:$C$15)","v":2.4494897427831779}]
[null,null,null,null,null,185.01716824054668,237.02060188865823,113399.25381377192,0,10.389930097507026,9.1600000000000001E-2,9469756.7174062431,{"$f":"IFERROR(IF((1-L517/L516)>0,(1-L517/L516),0),0)","v":7.5921792241195885E-4},{"$f":"M517*J517","v":7.8882211426347659E-3},9.1552999929030668E-2,2.4494897427831779]
[null,null,null,null,null,185.37712382078121,237.45254858493968,113801.66652289013,0,{"$f":"J517-N517","v":10.382041876364392},9.1200000000000003E-2,9462567.1083855256,7.5921792240996044E-4,7.8822322637465813E-3,9.1159997573620616E-2,2.4494897427831779]
[null,null,null,null,null,185.73707940101573,237.88449528122112,114204.81192189845,0,10.374159644100645,9.0800000000000006E-2,9455382.9578448255,7.592179224107376E-4,7.8762479317514098E-3,9.0769234866023965E-2,2.4494897427831779]
[null,null,null,null,null,186.09703498125026,238.31644197750256,114608.69001079691,0,10.366283396168894,9.0399999999999994E-2,9448204.2616399713,7.5921792241084862E-4,7.8702681431614234E-3,9.0380695626569849E-2,2.4494897427831779]
[null,null,null,null,null,186.45699056148479,238.74838867378401,115013.3007895855,0,10.358413128025733,9.01E-2,9441031.015629936,7.5921792241084862E-4,7.8642928945329565E-3,8.9994363817688522E-2,2.4494897427831779]
[null,null,null,null,null,186.81694614171931,239.18033537006545,115418.64425826423,0,10.3505488351312,8.9700000000000002E-2,9433863.2156768329,7.5921792241084862E-4,7.8583221824203384E-3,8.9610223542443149E-2,2.4494897427831779]
[null,null,null,null,null,187.17690172195384,239.61228206634689,115824.72041683308,0,10.34269051294878,8.9300000000000004E-2,9426700.8576459177,7.5921792241095964E-4,7.8523560033805142E-3,8.9228259043079128E-2,2.4494897427831779]
[null,null,null,null,null,187.53685730218837,240.04422876262834,116231.52926529206,0,10.334838156945398,8.8900000000000007E-2,9419543.9374055881,7.592179224107376E-4,7.8463943539673012E-3,8.8848454699590518E-2,2.4494897427831779]
[null,null,null,null,null,187.89681288242289,240.47617545890978,116639.07080364117,0,10.326991762591431,8.8499999999999995E-2,9412392.4508273713,7.5921792241107067E-4,7.8404372307509067E-3,8.8470795028303184E-2,2.4494897427831779]
[null,null,null,null,null,188.25676846265742,240.90812215519122,117047.3450318804,0,10.31915132536068,8.8200000000000001E-2,9405246.3937859405,7.5921792241062658E-4,7.8344846302811997E-3,8.8095264680475127E-2,2.4494897427831779]
[null,null,null,null,null,188.61672404289195,241.34006885147267,117456.35195000979,0,10.311316840730399,8.7800000000000003E-2,9398105.7621590979,7.5921792240984942E-4,7.8285365491290258E-3,8.7721848440912784E-2,2.4494897427831779]
[null,null,null,null,null,188.97667962312647,241.77201554775411,117866.09155802928,0,10.30348830418127,8.7400000000000005E-2,9390970.5518277436,7.5921792241195885E-4,7.8225929838964207E-3,8.7350531226603759E-2,2.4494897427831779]
[null,null,null,null,null,189.336635203361,242.20396224403555,118276.56385593892,0,10.295665711197374,8.6999999999999994E-2,9383840.7586759645,7.592179224107376E-4,7.816653931090739E-3,8.6981298085366282E-2,2.4494897427831779]
[null,null,null,null,null,189.69659078359552,242.63590894031699,118687.76884373868,0,10.287849057266284,8.6699999999999999E-2,9376716.3785909284,7.5921792241084862E-4,7.8107193873341151E-3,8.6614134194513248E-2,2.4494897427831779]
[null,null,null,null,null,190.05654636383005,243.06785563659844,119099.70652142858,0,10.280038337878949,8.6300000000000002E-2,9369597.4074629452,7.5921792241018249E-4,7.8047893491814809E-3,8.6249024859532897E-2,2.4494897427831779]
[null,null,null,null,null,190.41650194406458,243.49980233287988,119512.37688900861,0,10.272233548529767,8.5999999999999993E-2,9362483.8411854189,7.5921792241151476E-4,7.7988638132406316E-3,8.5885955512784481E-2,2.4494897427831779]
[null,null,null,null,null,190.7764575242991,243.93174902916132,119925.77994647877,0,10.264434684716527,8.5599999999999996E-2,9355375.6756549086,7.5921792241084862E-4,7.792942776052335E-3,8.5524911712209606E-2,2.4494897427831779]
[null,null,null,null,null,191.13641310453363,244.36369572544277,120339.91569383907,0,10.256641741940474,8.5199999999999998E-2,9348272.9067710731,7.5921792240996044E-4,7.7870262342193243E-3,8.5165879140057896E-2,2.4494897427831779]
[null,null,null,null,null,191.49636868476816,244.79564242172421,120754.78413108949,0,10.248854715706255,8.4900000000000003E-2,9341175.5304366648,7.5921792241084862E-4,7.781114184349131E-3,8.4808843601627881E-2,2.4494897427831779]
[null,null,null,null,null,191.85632426500268,245.22758911800565,121170.38525823003,0,10.241073601521906,8.4500000000000006E-2,9334083.5425575618,7.5921792241195885E-4,7.7752066230154186E-3,8.4453791024022784E-2,2.4494897427831779]
[null,null,null,null,null,192.21627984523721,245.6595358142871,121586.71907526071,0,10.23329839489889,8.4199999999999997E-2,9326996.9390427805,7.5921792240996044E-4,7.7693035467763186E-3,8.410070745492057E-2,2.4494897427831779]
[null,null,null,null,null,192.57623542547174,246.09148251056854,122003.78558218152,0,10.225529091352113,8.3799999999999999E-2,9319915.7158043887,7.592179224107376E-4,7.7634049522869088E-3,8.3749579061357562E-2,2.4494897427831779]
[null,null,null,null,null,192.93619100570626,246.52342920684998,122421.58477899247,0,10.217765686399826,8.3500000000000005E-2,9312839.8687575907,7.5921792241095964E-4,7.7575108361104686E-3,8.3400392128527248E-2,2.4494897427831779]
[null,null,null,null,null,193.29614658594079,246.95537590313143,122840.11666569354,0,10.210008175563715,8.3099999999999993E-2,9305769.3938206881,7.592179224107376E-4,7.7516211948481292E-3,8.3053133058592465E-2,2.4494897427831779]
[null,null,null,null,null,193.65610216617532,247.38732259941287,123259.38124228475,0,10.202256554368867,8.2799999999999999E-2,9298704.2869150769,7.5921792241084862E-4,7.7457360251103943E-3,8.2707788369510954E-2,2.4494897427831779]
[null,null,null,null,null,194.01605774640984,247.81926929569431,123679.37850876608,0,10.194510818343756,8.2400000000000001E-2,9291644.543965254,7.5921792241062658E-4,7.739855323495603E-3,8.2364344693875116E-2,2.4494897427831779]
[null,null,null,null,null,194.37601332664437,248.25121599197576,124100.10846513756,0,10.18677096302026,8.2100000000000006E-2,9284590.1608988047,7.5921792241084862E-4,7.7339790866194011E-3,8.2022788777764491E-2,2.4494897427831779]
[null,null,null,null,null,194.7359689068789,248.6831626882572,124521.57111139916,0,10.17903698393364,8.1699999999999995E-2,9277541.13364641,7.5921792241095964E-4,7.7281073110864193E-3,8.1683107479611897E-2,2.4494897427831779]
[null,null,null,null,null,195.09592448711342,249.11510938453864,124943.76644755088,0,10.171308876622554,8.14E-2,9270497.4581418429,7.592179224107376E-4,7.7222399935072692E-3,8.1345287769082383E-2,2.4494897427831779]
[null,null,null,null,null,195.45588006734795,249.54705608082008,125366.69447359274,0,10.163586636629047,8.1100000000000005E-2,9263459.1303219553,7.5921792241107067E-4,7.7163771305064259E-3,8.1009316725964842E-2,2.4494897427831779]
[null,null,null,null,null,195.81583564758247,249.97900277710153,125790.35518952474,0,10.15587025949854,8.0699999999999994E-2,9256426.146126695,7.5921792241084862E-4,7.7105187186906074E-3,8.0675181539076712E-2,2.4494897427831779]
[null,null,null,null,null,196.175791227817,250.41094947338297,126214.74859534686,0,10.14815974077985,8.0399999999999999E-2,9249398.5014990829,7.5921792241084862E-4,7.7046647546882936E-3,8.0342869505180853E-2,2.4494897427831779]
[null,null,null,null,null,196.53574680805153,250.84289616966441,126639.8746910591,0,10.140455076025161,8.0100000000000005E-2,9242376.1923852265,7.5921792241062658E-4,7.6988152351181146E-3,8.0012368027914865E-2,2.4494897427831779]
[null,null,null,null,null,196.89570238828605,251.27484286594586,127065.73347666148,0,10.132756260790043,7.9699999999999993E-2,9235359.2147343121,7.5921792240996044E-4,7.6929701566035352E-3,7.9683664616732708E-2,2.4494897427831779]
[null,null,null,null,null,197.25565796852058,251.7067895622273,127492.324952154,0,10.125063290633438,7.9399999999999998E-2,9228347.5644985754,7.592179224117368E-4,7.6871295158020625E-3,7.9356746885857962E-2,2.4494897427831779]
[null,null,null,null,null,197.61561354875511,252.13873625850874,127919.64911753664,0,10.117376161117637,7.9100000000000004E-2,9221341.2376333717,7.5921792241084862E-4,7.6812933092927794E-3,7.9031602553249938E-2,2.4494897427831779]
[null,null,null,null,null,197.97556912898963,252.57068295479019,128347.70597280942,0,10.109694867808344,7.8799999999999995E-2,9214340.230097102,7.5921792240996044E-4,7.6754615337360907E-3,7.8708219439580243E-2,2.4494897427831779]
[null,null,null,null,null,198.33552470922416,253.00262965107163,128776.49551797233,0,10.102019406274607,7.8399999999999997E-2,9207344.5378512219,7.592179224107376E-4,7.6696341857847598E-3,7.8386585467221631E-2,2.4494897427831779]
[null,null,null,null,null,198.69548028945869,253.43457634735307,129206.01775302537,0,10.094349772088822,7.8100000000000003E-2,9200354.156860264,7.5921792241184782E-4,7.6638112620637851E-3,7.8066688659248443E-2,2.4494897427831779]
[null,null,null,null,null,{"$f":"F555+B$12","v":199.05543586969321},{"$f":"G555+(B$6/100)*(F556-F555)*60","v":253.86652304363452},{"$f":"($B$7-$B$7*($B$11/360.000000000001))+$B$5*PI()*(G556^2)*($B$11/360.000000000001)","v":129636.27267796855},0,10.086685960826758,{"$f":"IFERROR(ROUND((J556)*1000000/(H556*1000),2-INT(LOG10(ABS((J556)*1000000/(H556*1000))))),0)","v":7.7799999999999994E-2},{"$f":"IF((EXP(11.15)*EXP((0.001642*F556)+(0.5454*B$3)+(0.01115*I556)-(0.0003752*F556*B$3)-(0.00001946*F556*I556)-(0.001607*B$3*I556)+(0.00000282*F556*B$3*I556)))>=0,(EXP(11)*EXP((0.001642*F556)+(0.5454*B$3)+(0.01115*I556)-(0.0003752*F556*B$3)-(0.00001946*F556*I556)-(0.001607*B$3*I556)+(0.00000282*F556*B$3*I556))),0)","v":9193369.0830918476},7.5921792241095964E-4,7.6579927591906858E-3,7.7748517138448089E-2,2.4494897427831779]
[null,null,null,null,null,199.41539144992774,254.29846973991596,130067.26029280185,0,10.079027968067567,7.7499999999999999E-2,9186389.3125166371,7.592179224097384E-4,7.6521786738259056E-3,7.7432059126343489E-2,2.4494897427831779]
[null,null,null,null,null,199.77534703016227,254.7304164361974,130498.98059752527,0,10.071375789393741,7.7200000000000005E-2,9179414.8411083221,7.5921792241184782E-4,7.6463690026524998E-3,7.7117302942226462E-2,2.4494897427831779]
[null,null,null,null,null,200.13530261039679,255.16236313247884,130931.43359213883,0,10.063729420391089,7.6899999999999996E-2,9172445.6648437083,7.5921792241084862E-4,7.6405637422542567E-3,7.6804237002202999E-2,2.4494897427831779]
[null,null,null,null,null,200.49525819063132,255.59430982876029,131364.61927664251,0,10.056088856648834,7.6600000000000001E-2,9165481.7797026262,7.5921792241007147E-4,7.6347628893159991E-3,7.6492849818247818E-2,2.4494897427831779]
[null,null,null,null,null,200.85521377086584,256.02625652504173,131798.53765103631,0,10.048454093759519,7.6200000000000004E-2,9158523.1816679463,7.5921792241084862E-4,7.6289664405048887E-3,7.6183129997270227E-2,2.4494897427831779]
[null,null,null,null,null,201.21516935110037,256.45820322132317,132233.18871532028,0,10.040825127319014,7.5899999999999995E-2,9151569.8667256013,7.5921792241162578E-4,7.6231743924615892E-3,7.5875066240190608E-2,2.4494897427831779]
[null,null,null,null,null,201.5751249313349,256.89014991760462,132668.57246949436,0,10.033201952926552,7.5600000000000001E-2,9144621.8308645971,7.5921792240984942E-4,7.6173867418193406E-3,7.5568647341027223E-2,2.4494897427831779]
[null,null,null,null,null,201.93508051156942,257.32209661388606,133104.68891355858,0,10.025584566184733,7.5300000000000006E-2,9137679.070076935,7.5921792241084862E-4,7.6116034852930425E-3,7.5263862185992222E-2,2.4494897427831779]
[null,null,null,null,null,202.29503609180395,257.7540433101675,133541.53804751294,0,10.01797296269944,7.4999999999999997E-2,9130741.5803576857,7.592179224117368E-4,7.605824619517621E-3,7.4960699752599225E-2,2.4494897427831779]
[null,null,null,null,null,202.65499167203848,258.18599000644895,133979.11987135743,0,10.010367138079923,7.4700000000000003E-2,9123809.357704984,7.5921792240996044E-4,7.6000501411339809E-3,7.4659149108780049E-2,2.4494897427831779]
[null,null,null,null,null,203.014947252273,258.61793670273039,134417.43438509203,0,10.002767087938789,7.4399999999999994E-2,9116882.3981199544,7.5921792241084862E-4,7.594280046864502E-3,7.4359199412010718E-2,2.4494897427831779]
[null,null,null,null,null,203.37490283250753,259.04988339901183,134856.48158871676,0,9.9951728078919242,7.4099999999999999E-2,9109960.6976067908,7.592179224107376E-4,7.5885143333440054E-3,7.4060839908448459E-2,2.4494897427831779]
[null,null,null,null,null,203.73485841274206,259.48183009529328,135296.26148223164,0,9.9875842935585801,7.3800000000000004E-2,9103044.2521726992,7.5921792241195885E-4,7.5827529972698569E-3,7.3764059932077103E-2,2.4494897427831779]
[null,null,null,null,null,204.09481399297658,259.91377679157472,135736.77406563665,0,9.9800015405613109,7.3499999999999996E-2,9096133.0578279607,7.592179224097384E-4,7.5769960352709467E-3,7.3468848903862932E-2,2.4494897427831779]
[null,null,null,null,null,204.45476957321111,260.34572348785616,136178.01933893177,0,9.9724245445260404,7.3200000000000001E-2,9089227.1105858237,7.5921792241084862E-4,7.5712434440940134E-3,7.3175196330918485E-2,2.4494897427831779]
[null,null,null,null,null,204.81472515344564,260.77767018413761,136619.99730211703,0,9.9648533010819467,7.2900000000000006E-2,9082326.4064626042,7.5921792241084862E-4,7.5654952203763224E-3,7.288309180567723E-2,2.4494897427831779]
[null,null,null,null,null,205.17468073368016,261.20961688041905,137062.70795519243,0,9.9572878058615704,7.2599999999999998E-2,9075430.9414776322,7.5921792241084862E-4,7.559751360813099E-3,7.2592525005076181E-2,2.4494897427831779]
[null,null,null,null,null,205.53463631391469,261.64156357670049,137506.15129815796,0,9.949728054500758,7.2400000000000006E-2,9068540.7116532605,7.5921792241084862E-4,7.5540118620910004E-3,7.2303485689747857E-2,2.4494897427831779]
[null,null,null,null,null,205.89459189414922,262.07351027298193,137950.3273310136,0,9.9421740426386673,7.2099999999999997E-2,9061655.7130148616,7.592179224107376E-4,7.5482767208980934E-3,7.2015963703221275E-2,2.4494897427831779]
[null,null,null,null,null,206.25454747438374,262.50545696926338,138395.23605375938,0,9.9346257659177688,7.1800000000000003E-2,9054775.9415908232,7.5921792241095964E-4,7.5425459339304776E-3,7.1729948971131358E-2,2.4494897427831779]
[null,null,null,null,null,206.61450305461827,262.93740366554482,138840.87746639529,0,9.9270832199838388,7.1499999999999994E-2,9047901.3934125528,7.5921792241084862E-4,7.5368194978757278E-3,7.1445431500437362E-2,2.4494897427831779]
[null,null,null,null,null,{"$f":"F577+B$12","v":206.97445863485279},{"$f":"G577+(B$6/100)*(F578-F577)*60","v":263.36935036182626},{"$f":"($B$7-$B$7*($B$11/360.000000000001))+$B$5*PI()*(G578^2)*($B$11/360.000000000001)","v":139287.25156892135},0,{"$f":"J577-N577","v":9.919546400485963},{"$f":"IFERROR(ROUND((J578)*1000000/(H578*1000),2-INT(LOG10(ABS((J578)*1000000/(H578*1000))))),0)","v":7.1199999999999999E-2},{"$f":"IF((EXP(11.15)*EXP((0.001642*F578)+(0.5454*B$3)+(0.01115*I578)-(0.0003752*F578*B$3)-(0.00001946*F578*I578)-(0.001607*B$3*I578)+(0.00000282*F578*B$3*I578)))>=0,(EXP(11)*EXP((0.001642*F578)+(0.5454*B$3)+(0.01115*I578)-(0.0003752*F578*B$3)-(0.00001946*F578*I578)-(0.001607*B$3*I578)+(0.00000282*F578*B$3*I578))),0)","v":9041032.0645144675},7.5921792241084862E-4,7.5310974094349647E-3,{"$f":"(J578-N578)*1000000/(H578*1000)","v":7.116240137864964E-2},2.4494897427831779]
[null,null,null,null,null,207.33441421508732,263.80129705810771,139734.35836133751,0,9.9120153030765277,7.0900000000000005E-2,9034167.9509340059,7.5921792240984942E-4,7.5253796652963957E-3,7.0880848773064969E-2,2.4494897427831779]
[null,null,null,null,null,207.69436979532185,264.23324375438915,140182.19784364384,{"$f":"($B$10/H580)*100","v":0},9.9044899234112318,7.0699999999999999E-2,9027309.0487115793,7.592179224117368E-4,7.5196662622002575E-3,7.0600763930009844E-2,{"$f":"GEOMEAN($B$15:$C$15)","v":2.4494897427831779}]
[null,null,null,null,null,208.05432537555637,264.66519045067059,140630.77001584027,0,9.8969702571490323,7.0400000000000004E-2,9020455.3538906556,{"$f":"IFERROR(IF((1-L581/L580)>0,(1-L581/L580),0),0)","v":7.5921792241084862E-4},{"$f":"M581*J581","v":7.5139571967946508E-3},7.0322137174092969E-2,2.4494897427831779]
[null,null,null,null,null,208.4142809557909,265.09713714695204,141080.07487792685,0,9.8894562999522382,7.0099999999999996E-2,9013606.8625176754,7.592179224107376E-4,7.5082524658215185E-3,7.0044958907464608E-2,2.4494897427831779]
[null,null,null,null,null,208.77423653602543,265.52908384323348,141530.11242990356,0,9.8819480474864161,6.9800000000000001E-2,9006763.5706420932,7.5921792241007147E-4,7.5025520659768993E-3,6.976921960908504E-2,2.4494897427831779]
[null,null,null,null,null,209.13419211625995,265.96103053951492,141980.88267177035,0,9.8744454954204386,6.9500000000000006E-2,8999925.4743163362,7.592179224117368E-4,7.4968559940010388E-3,6.9494909834000182E-2,2.4494897427831779]
[null,null,null,null,null,209.49414769649448,266.39297723579637,142432.38560352733,0,9.8669486394264379,6.93E-2,8993092.5695958752,7.5921792241062658E-4,7.4911642465576985E-3,6.9222020212625801E-2,2.4494897427831779]
[null,null,null,null,null,209.85410327672901,266.82492393207781,142884.62122517443,0,9.8594574751798802,6.9000000000000006E-2,8986264.8525391445,7.5921792241018249E-4,7.4854768203976123E-3,6.8950541450038802E-2,2.4494897427831779]
[null,null,null,null,null,210.21405885696353,267.25687062835925,143337.58953671166,0,9.8519719983594829,6.8699999999999997E-2,8979442.3192075677,7.5921792241062658E-4,7.4797937122421552E-3,6.8680464325276427E-2,2.4494897427831779]
[null,null,null,null,null,210.57401443719806,267.6888173246407,143791.290538139,0,9.8444922046472403,6.8500000000000005E-2,8972624.9656655621,7.5921792241184782E-4,7.474114918811909E-3,6.841177969064316E-2,2.4494897427831779]
[null,null,null,null,null,210.93397001743259,268.12076402092214,144245.72422945651,0,9.8370180897284278,6.8199999999999997E-2,8965812.7879805658,7.5921792240996044E-4,7.4684404367928153E-3,6.8144478471025199E-2,2.4494897427831779]
[null,null,null,null,null,211.29392559766711,268.55271071720358,144700.89061066412,0,9.8295496492916357,6.7900000000000002E-2,8959005.782222949,7.5921792241107067E-4,7.4627702629716641E-3,6.787855166321137E-2,2.4494897427831779]
[null,null,null,null,null,211.65388117790164,268.98465741348502,145156.78968176185,0,9.8220868790286637,6.7699999999999996E-2,8952203.9444661047,7.5921792241062658E-4,7.4571043940328176E-3,6.7613990335222918E-2,2.4494897427831779]
[null,null,null,null,null,212.01383675813616,269.41660410976647,145613.42144274976,0,9.8146297746346303,6.7400000000000002E-2,8945407.2707863823,7.5921792241162578E-4,7.4514428267373868E-3,6.7350785625648807E-2,2.4494897427831779]
[null,null,null,null,null,212.37379233837069,269.84855080604791,146070.78589362773,0,9.8071783318078936,6.7100000000000007E-2,8938615.7572631426,7.5921792241018249E-4,7.4457855577813479E-3,6.7088928742989815E-2,2.4494897427831779]
[null,null,null,null,null,212.73374791860522,270.28049750232935,146528.8830343959,0,9.7997325462501124,6.6900000000000001E-2,8931829.3999786861,7.5921792241062658E-4,7.4401325839438094E-3,6.6828410965007801E-2,2.4494897427831779]
[null,null,null,null,null,213.09370349883974,270.7124441986108,146987.71286505417,0,9.7922924136661678,6.6600000000000006E-2,8925048.1950183045,7.5921792241107067E-4,7.4344839019453166E-3,6.6569223638083694E-2,2.4494897427831779]
[null,null,null,null,null,213.45365907907427,271.14439089489224,147447.27538560258,0,9.7848579297642218,6.6400000000000001E-2,8918272.138470266,7.5921792241084862E-4,7.4288395085209099E-3,6.6311358176581223E-2,2.4494897427831779]
[null,null,null,null,null,213.8136146593088,271.57633759117368,147907.5705960411,0,9.7774290902557013,6.6100000000000006E-2,8911501.2264258023,7.5921792241084862E-4,7.4231994004233274E-3,6.6054806062217766E-2,2.4494897427831779]
[null,null,null,null,null,214.17357023954332,272.00828428745513,148368.59849636976,0,9.7700058908552787,6.5799999999999997E-2,8904735.4549791142,7.592179224107376E-4,7.4175635743958124E-3,6.579955884344188E-2,2.4494897427831779]
[null,null,null,null,null,214.53352581977785,272.44023098373657,148830.35908658855,0,9.7625883272808824,6.5600000000000006E-2,8897974.8202273659,7.5921792241095964E-4,7.4119320271916773E-3,6.5545608134817385E-2,2.4494897427831779]
[null,null,null,null,null,214.89348140001238,272.87217768001801,149292.85236669748,0,9.7551763952536916,6.5299999999999997E-2,8891219.3182706889,7.5921792241084862E-4,7.406304755555859E-3,6.5292945616414216E-2,2.4494897427831779]
[null,null,null,null,null,215.2534369802469,273.30412437629946,149756.07833669652,0,9.7477700904981361,6.5100000000000005E-2,8884468.9452121723,7.5921792241084862E-4,7.4006817562466045E-3,6.5041563033205393E-2,2.4494897427831779]
[null,null,null,null,null,{"$f":"F601+B$12","v":215.61339256048143},{"$f":"G601+(B$6/100)*(F602-F601)*60","v":273.7360710725809},{"$f":"($B$7-$B$7*($B$11/360.000000000001))+$B$5*PI()*(G602^2)*($B$11/360.000000000001)","v":150220.03699658572},0,{"$f":"J601-N601","v":9.7403694087418895},{"$f":"IFERROR(ROUND((J602)*1000000/(H602*1000),2-INT(LOG10(ABS((J602)*1000000/(H602*1000))))),0)","v":6.4799999999999996E-2},{"$f":"IF((EXP(11.15)*EXP((0.001642*F602)+(0.5454*B$3)+(0.01115*I602)-(0.0003752*F602*B$3)-(0.00001946*F602*I602)-(0.001607*B$3*I602)+(0.00000282*F602*B$3*I602)))>=0,(EXP(11)*EXP((0.001642*F602)+(0.5454*B$3)+(0.01115*I602)-(0.0003752*F602*B$3)-(0.00001946*F602*I602)-(0.001607*B$3*I602)+(0.00000282*F602*B$3*I602))),0)","v":8877723.6971578654},7.592179224107376E-4,7.395063026018122E-3,{"$f":"(J602-N602)*1000000/(H602*1000)","v":6.4791452194470481E-2},2.4494897427831779]
[null,null,null,null,null,215.97334814071596,274.16801776886234,150684.72834636504,0,9.7329743457158706,6.4600000000000005E-2,8870983.5702167712,7.5921792241084862E-4,7.3894485616324921E-3,{"$f":"(J603-N603)*1000000/(H603*1000)","v":6.4542604973205617E-2},2.4494897427831779]

{"sheet":"Utan avgång","index":2,"n_rows":603,"n_cols":10,"rows_kept":603,"cut":false,"hidden":true,"merged":[]}
[null,null,null,null,null,null,null,null,null,"no evaporation"]
["Mängd bränsle",{"$f":"'Med avgång_exp2'!B2","v":20},"m3",null,null,"Tid (min)","Radie (m)","Volym (m3)","Mängd eter (g)","Ether concentration (ug/l)"]
["Koncentration eter",null,"#/l",null,null,0,{"$f":"B6","v":15},{"$f":"B9","v":3534.2917352885174},{"$f":"B11","v":15.34},{"$f":"ROUND(I3*1000000/(H3*1000),2-INT(LOG10(ABS(I3*1000000/(H3*1000)))))","v":4.34}]
["Löslighet eter",null,"#/#",null,null,{"$f":"F3+B$13","v":0.35995558023452756},{"$f":"G3+(B$8/100)*(F4-F3)*60","v":15.431946696281432},{"$f":"($B$9-$B$9*($B$12/360.000000000001))+$B$7*PI()*(G4^2)*($B$12/360.000000000001)","v":3560.1018408794598},{"$f":"I3","v":15.34},{"$f":"ROUND(I4*1000000/(H4*1000),2-INT(LOG10(ABS(I4*1000000/(H4*1000)))))","v":4.3099999999999996}]
["Temperatur",{"$f":"'Med avgång_exp2'!B3","v":10},"C",null,null,{"$f":"F4+B$13","v":0.71991116046905512},{"$f":"G4+(B$8/100)*(F5-F4)*60","v":15.863893392562865},{"$f":"($B$9-$B$9*($B$12/360.000000000001))+$B$7*PI()*(G5^2)*($B$12/360.000000000001)","v":3586.6446363605337},{"$f":"I4","v":15.34},4.28]
["Initial spridningsradie",{"$f":"'Med avgång_exp2'!B4","v":15},"m",null,null,1.0798667407035827,16.295840088844297,3613.9201217317382,{"$f":"I5","v":15.34},4.24]
["Djup råvattenintag",{"$f":"'Med avgång_exp2'!B5","v":5},"m",null,null,1.4398223209381102,16.72778678512573,3641.9282969930732,{"$f":"I6","v":15.34},4.21]
["Vattenhastighet",{"$f":"'Med avgång_exp2'!B6","v":2},"cm/s",null,null,1.7997779011726378,17.159733481407162,3670.6691621445393,{"$f":"I7","v":15.34},4.18]
["Inital volym",{"$f":"B7*PI()*B6^2","v":3534.2917352885174},"m3",null,null,2.1597334814071654,17.591680177688595,3700.142717186136,15.34,4.1500000000000004]
["Initial mängd eter",{"$f":"B2*B16*1000","v":4000},"g",null,null,2.5196890616416932,18.023626873970027,3730.3489621178637,15.34,4.1100000000000003]
["Initial mängd eter i lösning",{"$f":"B10*B18","v":15.34},"g",null,null,2.8796446418762205,18.45557357025146,3761.2878969397225,15.34,4.08]
["Spridningvinkel",{"$f":"'Med avgång_exp2'!$B$11","v":45},"grader",null,null,3.2396002221107478,18.887520266532892,3792.9595216517114,15.34,{"$f":"ROUND(I12*1000000/(H12*1000),2-INT(LOG10(ABS(I12*1000000/(H12*1000)))))","v":4.04}]
["delta t",{"$f":"'Med avgång_exp2'!$B$12","v":0.35995558023452756},"min",null,null,3.5995558023452752,19.319466962814325,3825.3638362538318,15.34,4.01]
[null,null,null,null,null,3.9595113825798025,19.751413659095757,3858.5008407460828,15.34,3.98]
["Test",null,null,null,null,4.3194669628143298,20.183360355377189,3892.3705351284643,15.34,3.94]
["koncentration eter",{"$f":"'Med avgång_exp2'!B21","v":0.2},"g/l",null,null,4.6794225430488572,20.615307051658622,3926.9729194009769,15.34,3.91]
["koncentration eter i lösning",{"$f":"'Med avgång_exp2'!B22","v":767},"ug/l",null,null,5.0393781232833845,21.047253747940054,3962.3079935636206,15.34,3.87]
["Löslighet",{"$f":"'Med avgång_exp2'!B23","v":3.8349999999999999E-3},"%",null,null,5.3993337035179119,21.479200444221487,3998.3757576163944,15.34,3.84]
[null,null,null,null,null,5.7592892837524392,21.911147140502919,4035.1762115592996,15.34,3.8]
["Att fixa",null,null,null,null,6.1192448639869665,22.343093836784352,4072.7093553923355,15.34,3.77]
["Initial volym - hur ska den radiella spridningen ut från denna beräknas??",null,null,null,null,6.4792004442214939,22.775040533065784,4110.975189115502,15.34,3.73]
["Temperatur -> löslighet (har bara vid 20 grader)",null,null,null,null,6.8391560244560212,23.206987229347217,4149.973712728799,15.34,3.7]
["Val bränsle -> koncentration -> löslighet",null,null,null,null,7.1991116046905486,23.638933925628649,4189.704926232228,15.34,3.66]
["Avgång eter som funktion av tid, temperatur och koncentration",null,null,null,null,7.5590671849250759,24.070880621910081,4230.1688296257871,15.34,3.63]
["Luktgräns, 4 ug/l",null,null,null,null,7.9190227651596032,24.502827318191514,4271.3654229094764,15.34,3.59]
["Osäkerheter - MC",null,null,null,null,8.2789783453941315,24.934774014472946,4313.2947060832976,15.34,3.56]
[null,null,null,null,null,8.6389339256286597,25.366720710754379,4355.9566791472489,15.34,3.52]
[null,null,null,null,null,8.9988895058631879,25.798667407035811,4399.3513421013313,15.34,3.49]
[null,null,null,null,null,9.3588450860977161,26.230614103317244,4443.4786949455447,15.34,3.45]
[null,null,null,null,null,9.7188006663322444,26.662560799598676,4488.3387376798892,15.34,3.42]
[null,null,null,null,null,10.078756246566773,27.094507495880109,4533.9314703043638,15.34,3.38]
[null,null,null,null,null,10.438711826801301,27.526454192161541,4580.2568928189685,15.34,3.35]
[null,null,null,null,null,10.798667407035829,27.958400888442974,4627.3150052237052,15.34,3.32]
[null,null,null,null,null,11.158622987270357,28.390347584724406,4675.1058075185729,{"$f":"I33","v":15.34},3.28]
[null,null,null,null,null,11.518578567504886,28.822294281005838,4723.6292997035707,15.34,3.25]
[null,null,null,null,null,11.878534147739414,29.254240977287271,4772.8854817786996,15.34,3.21]
[null,null,null,null,null,12.238489727973942,29.686187673568703,4822.8743537439595,15.34,3.18]
[null,null,null,null,null,12.59844530820847,30.118134369850136,4873.5959155993496,15.34,3.15]
[null,null,null,null,null,12.958400888442998,30.550081066131568,4925.0501673448716,15.34,3.11]
[null,null,null,null,null,13.318356468677527,30.982027762413001,4977.2371089805238,15.34,3.08]
[null,null,null,null,null,13.678312048912055,31.413974458694433,5030.156740506307,15.34,3.05]
[null,null,null,null,null,14.038267629146583,31.845921154975866,5083.8090619222203,15.34,3.02]
[null,null,null,null,null,14.398223209381111,32.277867851257298,5138.1940732282646,15.34,2.99]
[null,null,null,null,null,14.75817878961564,32.709814547538734,5193.311774424441,15.34,2.95]
[null,null,null,null,null,15.118134369850168,33.14176124382017,5249.1621655107474,15.34,2.92]
[null,null,null,null,null,15.478089950084696,33.573707940101606,5305.7452464871858,15.34,2.89]
[null,null,null,null,null,15.838045530319224,34.005654636383042,5363.0610173537534,15.34,2.86]
[null,null,null,null,null,16.198001110553751,34.437601332664471,5421.1094781104512,15.34,2.83]
[null,null,null,null,null,16.557956690788277,34.8695480289459,5479.8906287572809,15.34,2.8]
[null,null,null,null,null,16.917912271022804,35.301494725227329,5539.4044692942407,15.34,2.77]
[null,null,null,null,null,17.27786785125733,35.733441421508758,5599.6509997213316,15.34,2.74]
[null,null,null,null,null,17.637823431491856,36.165388117790187,5660.6302200385526,15.34,2.71]
[null,null,null,null,null,17.997779011726383,36.597334814071615,5722.3421302459046,15.34,2.68]
[null,null,null,null,null,18.357734591960909,37.029281510353044,5784.7867303433886,15.34,2.65]
[null,null,null,null,null,18.717690172195436,37.461228206634473,5847.9640203310028,15.34,2.62]
[null,null,null,null,null,19.077645752429962,37.893174902915902,5911.874000208747,15.34,2.59]
[null,null,null,null,null,19.437601332664489,38.325121599197331,5976.5166699766232,{"$f":"I56","v":15.34},2.57]
[null,null,null,null,null,19.797556912899015,38.75706829547876,6041.8920296346287,15.34,2.54]
[null,null,null,null,null,20.157512493133542,39.189014991760189,6108.0000791827661,15.34,2.5099999999999998]
[null,null,null,null,null,20.517468073368068,39.620961688041618,6174.8408186210327,15.34,2.48]
[null,null,null,null,null,20.877423653602595,40.052908384323047,6242.414247949433,15.34,2.46]
[null,null,null,null,null,21.237379233837121,40.484855080604476,6310.7203671679617,15.34,2.4300000000000002]
[null,null,null,null,null,21.597334814071647,40.916801776885904,6379.7591762766224,15.34,2.4]
[null,null,null,null,null,{"$f":"F63+B$13","v":21.957290394306174},{"$f":"G63+(B$8/100)*(F64-F63)*60","v":41.348748473167333},{"$f":"($B$9-$B$9*($B$12/360.000000000001))+$B$7*PI()*(G64^2)*($B$12/360.000000000001)","v":6449.5306752754132},15.34,{"$f":"ROUND(I64*1000000/(H64*1000),2-INT(LOG10(ABS(I64*1000000/(H64*1000)))))","v":2.38}]
[null,null,null,null,null,22.3172459745407,41.780695169448762,6520.034864164335,15.34,2.35]
[null,null,null,null,null,22.677201554775227,42.212641865730191,6591.2717429433887,15.34,2.33]
[null,null,null,null,null,23.037157135009753,42.64458856201162,6663.2413116125717,15.34,2.2999999999999998]
[null,null,null,null,null,23.39711271524428,43.076535258293049,6735.9435701718858,15.34,2.2799999999999998]
[null,null,null,null,null,23.757068295478806,43.508481954574478,6809.3785186213308,15.34,2.25]
[null,null,null,null,null,24.117023875713333,43.940428650855907,6883.546156960907,15.34,2.23]
[null,null,null,null,null,24.476979455947859,44.372375347137336,6958.4464851906132,15.34,2.2000000000000002]
[null,null,null,null,null,24.836935036182386,44.804322043418765,7034.0795033104514,15.34,2.1800000000000002]
[null,null,null,null,null,25.196890616416912,45.236268739700193,7110.4452113204188,15.34,2.16]
[null,null,null,null,null,25.556846196651438,45.668215435981622,7187.5436092205191,15.34,2.13]
[null,null,null,null,null,25.916801776885965,46.100162132263051,7265.3746970107495,15.34,2.11]
[null,null,null,null,null,26.276757357120491,46.53210882854448,7343.9384746911101,15.34,2.09]
[null,null,null,null,null,26.636712937355018,46.964055524825909,7423.2349422616007,15.34,2.0699999999999998]
[null,null,null,null,null,26.996668517589544,47.396002221107338,7503.2640997222234,15.34,2.04]
[null,null,null,null,null,27.356624097824071,47.827948917388767,7584.025947072977,15.34,2.02]
[null,null,null,null,null,27.716579678058597,48.259895613670196,7665.5204843138599,15.34,2]
[null,null,null,null,null,28.076535258293124,48.691842309951625,7747.7477114448748,15.34,1.98]
[null,null,null,null,null,28.43649083852765,49.123789006233054,7830.7076284660216,15.34,1.96]
[null,null,null,null,null,28.796446418762176,49.555735702514482,7914.4002353772976,15.34,1.94]
[null,null,null,null,null,29.156401998996703,49.987682398795911,7998.8255321787046,15.34,1.92]
[null,null,null,null,null,29.516357579231229,50.41962909507734,8083.9835188702427,15.34,1.9]
[null,null,null,null,null,29.876313159465756,50.851575791358769,8169.8741954519119,15.34,1.88]
[null,null,null,null,null,30.236268739700282,51.283522487640198,8256.4975619237121,15.34,1.86]
[null,null,null,null,null,30.596224319934809,51.715469183921627,8343.8536182856406,15.34,1.84]
[null,null,null,null,null,30.956179900169335,52.147415880203056,8431.9423645377028,15.34,1.82]
[null,null,null,null,null,31.316135480403862,52.579362576484485,8520.7638006798952,15.34,1.8]
[null,null,null,null,null,31.676091060638388,53.011309272765914,8610.3179267122177,15.34,1.78]
[null,null,null,null,null,32.036046640872918,53.44325596904735,8700.604742634674,15.34,1.76]
[null,null,null,null,null,32.396002221107445,53.875202665328779,8791.6242484472568,15.34,1.74]
[null,null,null,null,null,32.755957801341971,54.307149361610207,8883.3764441499734,15.34,1.73]
[null,null,null,null,null,33.115913381576497,54.739096057891636,8975.8613297428183,15.34,1.71]
[null,null,null,null,null,33.475868961811024,55.171042754173065,9069.0789052257969,15.34,1.69]
[null,null,null,null,null,33.83582454204555,55.602989450454494,9163.0291705989039,15.34,1.67]
[null,null,null,null,null,34.195780122280077,56.034936146735923,9257.712125862141,15.34,1.66]
[null,null,null,null,null,34.555735702514603,56.466882843017352,9353.1277710155118,15.34,1.64]
[null,null,null,null,null,34.91569128274913,56.898829539298781,9449.276106059011,15.34,1.62]
[null,null,null,null,null,35.275646862983656,57.33077623558021,9546.1571309926421,15.34,1.61]
[null,null,null,null,null,35.635602443218183,57.762722931861639,9643.7708458164052,15.34,1.59]
[null,null,null,null,null,35.995558023452709,58.194669628143068,9742.1172505302966,15.34,1.57]
[null,null,null,null,null,36.355513603687236,58.626616324424496,9841.1963451343199,15.34,1.56]
[null,null,null,null,null,36.715469183921762,59.058563020705925,9941.0081296284734,15.34,1.54]
[null,null,null,null,null,37.075424764156288,59.490509716987354,10041.552604012759,15.34,1.53]
[null,null,null,null,null,37.435380344390815,59.922456413268783,10142.829768287174,15.34,1.51]
[null,null,null,null,null,{"$f":"F107+B$13","v":37.795335924625341},{"$f":"G107+(B$8/100)*(F108-F107)*60","v":60.354403109550212},{"$f":"($B$9-$B$9*($B$12/360.000000000001))+$B$7*PI()*(G108^2)*($B$12/360.000000000001)","v":10244.83962245172},15.34,{"$f":"ROUND(I108*1000000/(H108*1000),2-INT(LOG10(ABS(I108*1000000/(H108*1000)))))","v":1.5}]
[null,null,null,null,null,38.155291504859868,60.786349805831641,10347.5821665064,15.34,1.48]
[null,null,null,null,null,38.515247085094394,61.21829650211307,10451.057400451207,15.34,1.47]
[null,null,null,null,null,38.875202665328921,61.650243198394499,10555.265324286145,15.34,1.45]
[null,null,null,null,null,39.235158245563447,62.082189894675928,10660.205938011215,15.34,1.44]
[null,null,null,null,null,39.595113825797974,62.514136590957357,10765.879241626415,15.34,1.42]
[null,null,null,null,null,39.9550694060325,62.946083287238785,10872.285235131747,15.34,1.41]
[null,null,null,null,null,40.315024986267026,63.378029983520214,10979.423918527209,15.34,1.4]
[null,null,null,null,null,40.674980566501553,63.809976679801643,11087.295291812803,15.34,1.38]
[null,null,null,null,null,41.034936146736079,64.241923376083079,11195.899354988527,15.34,1.37]
[null,null,null,null,null,41.394891726970606,64.673870072364508,11305.236108054381,15.34,1.36]
[null,null,null,null,null,41.754847307205132,65.105816768645937,11415.305551010368,15.34,1.34]
[null,null,null,null,null,42.114802887439659,65.537763464927366,11526.107683856484,15.34,1.33]
[null,null,null,null,null,42.474758467674185,65.969710161208795,11637.642506592731,{"$f":"I120","v":15.34},1.32]
[null,null,null,null,null,42.834714047908712,66.401656857490224,11749.910019219109,15.34,1.31]
[null,null,null,null,null,43.194669628143238,66.833603553771653,11862.910221735618,15.34,1.29]
[null,null,null,null,null,43.554625208377765,67.265550250053082,11976.643114142256,15.34,1.28]
[null,null,null,null,null,43.914580788612291,67.69749694633451,12091.108696439029,15.34,1.27]
[null,null,null,null,null,44.274536368846817,68.129443642615939,12206.30696862593,15.34,1.26]
[null,null,null,null,null,44.634491949081344,68.561390338897368,12322.237930702959,15.34,1.24]
[null,null,null,null,null,44.99444752931587,68.993337035178797,12438.901582670123,15.34,1.23]
[null,null,null,null,null,45.354403109550397,69.425283731460226,12556.297924527416,15.34,1.22]
[null,null,null,null,null,45.714358689784923,69.857230427741655,12674.426956274841,15.34,1.21]
[null,null,null,null,null,46.07431427001945,70.289177124023084,12793.288677912396,15.34,1.2]
[null,null,null,null,null,46.434269850253976,70.721123820304513,12912.88308944008,15.34,1.19]
[null,null,null,null,null,46.794225430488503,71.153070516585942,13033.210190857899,15.34,1.18]
[null,null,null,null,null,47.154181010723029,71.585017212867371,13154.269982165846,15.34,1.17]
[null,null,null,null,null,47.514136590957555,72.016963909148799,13276.062463363924,15.34,1.1599999999999999]
[null,null,null,null,null,47.874092171192082,72.448910605430228,13398.587634452135,15.34,1.1399999999999999]
[null,null,null,null,null,48.234047751426608,72.880857301711657,13521.845495430473,15.34,1.1299999999999999]
[null,null,null,null,null,48.594003331661135,73.312803997993086,13645.836046298942,15.34,1.1200000000000001]
[null,null,null,null,null,48.953958911895661,73.744750694274515,13770.559287057544,15.34,1.1100000000000001]
[null,null,null,null,null,49.313914492130188,74.176697390555944,13896.015217706277,15.34,1.1000000000000001]
[null,null,null,null,null,49.673870072364714,74.608644086837373,14022.203838245141,15.34,1.0900000000000001]
[null,null,null,null,null,50.033825652599241,75.040590783118802,14149.125148674133,15.34,1.08]
[null,null,null,null,null,50.393781232833767,75.472537479400231,14276.779148993259,15.34,1.07]
[null,null,null,null,null,50.753736813068294,75.90448417568166,14405.165839202515,15.34,1.06]
[null,null,null,null,null,51.11369239330282,76.336430871963088,14534.285219301903,15.34,1.06]
[null,null,null,null,null,51.473647973537346,76.768377568244517,14664.137289291421,15.34,1.05]
[null,null,null,null,null,51.833603553771873,77.200324264525946,14794.722049171065,15.34,1.04]
[null,null,null,null,null,52.193559134006399,77.632270960807375,14926.039498940845,15.34,1.03]
[null,null,null,null,null,52.553514714240926,78.064217657088804,15058.089638600755,15.34,1.02]
[null,null,null,null,null,52.913470294475452,78.496164353370233,15190.872468150796,15.34,1.01]
[null,null,null,null,null,53.273425874709979,78.928111049651662,15324.387987590966,15.34,1]
[null,null,null,null,null,53.633381454944505,79.360057745933091,15458.636196921268,15.34,0.99199999999999999]
[null,null,null,null,null,53.993337035179032,79.79200444221452,15593.617096141699,15.34,0.98399999999999999]
[null,null,null,null,null,54.353292615413558,80.223951138495948,15729.330685252266,15.34,0.97499999999999998]
[null,null,null,null,null,54.713248195648085,80.655897834777377,15865.77696425296,15.34,0.96699999999999997]
[null,null,null,null,null,55.073203775882611,81.087844531058806,16002.955933143785,15.34,0.95899999999999996]
[null,null,null,null,null,55.433159356117137,81.519791227340235,16140.86759192474,15.34,0.95]
[null,null,null,null,null,55.793114936351664,81.951737923621664,16279.511940595827,15.34,0.94199999999999995]
[null,null,null,null,null,56.15307051658619,82.383684619903093,16418.888979157047,15.34,0.93400000000000005]
[null,null,null,null,null,56.513026096820717,82.815631316184522,16558.998707608393,15.34,0.92600000000000005]
[null,null,null,null,null,56.872981677055243,83.247578012465951,16699.841125949872,15.34,0.91900000000000004]
[null,null,null,null,null,57.23293725728977,83.67952470874738,16841.416234181481,15.34,0.91100000000000003]
[null,null,null,null,null,57.592892837524296,84.111471405028809,16983.724032303224,15.34,0.90300000000000002]
[null,null,null,null,null,57.952848417758823,84.543418101310237,17126.764520315097,15.34,0.89600000000000002]
[null,null,null,null,null,58.312803997993349,84.975364797591666,17270.537698217096,15.34,0.88800000000000001]
[null,null,null,null,null,58.672759578227875,85.407311493873095,17415.04356600923,15.34,0.88100000000000001]
[null,null,null,null,null,59.032715158462402,85.839258190154524,17560.282123691497,15.34,0.874]
[null,null,null,null,null,59.392670738696928,86.271204886435953,17706.253371263891,15.34,0.86599999999999999]
[null,null,null,null,null,59.752626318931455,86.703151582717382,17852.957308726414,15.34,0.85899999999999999]
[null,null,null,null,null,60.112581899165981,87.135098278998811,18000.393936079072,15.34,0.85199999999999998]
[null,null,null,null,null,60.472537479400508,87.56704497528024,18148.56325332186,15.34,0.84499999999999997]
[null,null,null,null,null,{"$f":"F171+B$13","v":60.832493059635034},{"$f":"G171+(B$8/100)*(F172-F171)*60","v":87.998991671561669},{"$f":"($B$9-$B$9*($B$12/360.000000000001))+$B$7*PI()*(G172^2)*($B$12/360.000000000001)","v":18297.465260454774},15.34,{"$f":"ROUND(I172*1000000/(H172*1000),2-INT(LOG10(ABS(I172*1000000/(H172*1000)))))","v":0.83799999999999997}]
[null,null,null,null,null,61.192448639869561,88.430938367843098,18447.099957477825,15.34,0.83199999999999996]
[null,null,null,null,null,61.552404220104087,88.862885064124526,18597.467344391003,15.34,0.82499999999999996]
[null,null,null,null,null,61.912359800338614,89.294831760405955,18748.567421194315,15.34,0.81799999999999995]
[null,null,null,null,null,62.27231538057314,89.726778456687384,18900.400187887757,15.34,0.81200000000000006]
[null,null,null,null,null,62.632270960807666,90.158725152968813,19052.965644471329,15.34,0.80500000000000005]
[null,null,null,null,null,62.992226541042193,90.590671849250242,19206.263790945028,15.34,0.79900000000000004]
[null,null,null,null,null,63.352182121276719,91.022618545531671,19360.294627308867,15.34,0.79200000000000004]
[null,null,null,null,null,63.712137701511246,91.4545652418131,19515.05815356283,15.34,0.78600000000000003]
[null,null,null,null,null,64.072093281745779,91.886511938094543,19670.55436970693,15.34,0.78]
[null,null,null,null,null,64.432048861980306,92.318458634375972,19826.78327574116,15.34,0.77400000000000002]
[null,null,null,null,null,64.792004442214832,92.750405330657401,19983.74487166552,15.34,0.76800000000000002]
[null,null,null,null,null,65.151960022449359,93.18235202693883,20141.439157479996,15.34,0.76200000000000001]
[null,null,null,null,null,65.511915602683885,93.614298723220259,20299.866133184616,{"$f":"I184","v":15.34},0.75600000000000001]
[null,null,null,null,null,65.871871182918412,94.046245419501687,20459.025798779367,15.34,0.75]
[null,null,null,null,null,66.231826763152938,94.478192115783116,20618.918154264247,15.34,0.74399999999999999]
[null,null,null,null,null,66.591782343387464,94.910138812064545,20779.543199639258,15.34,0.73799999999999999]
[null,null,null,null,null,66.951737923621991,95.342085508345974,20940.900934904399,15.34,0.73299999999999998]
[null,null,null,null,null,67.311693503856517,95.774032204627403,21102.991360059677,15.34,0.72699999999999998]
[null,null,null,null,null,67.671649084091044,96.205978900908832,21265.814475105079,15.34,0.72099999999999997]
[null,null,null,null,null,68.03160466432557,96.637925597190261,21429.37028004061,15.34,0.71599999999999997]
[null,null,null,null,null,68.391560244560097,97.06987229347169,21593.658774866279,15.34,0.71]
[null,null,null,null,null,68.751515824794623,97.501818989753119,21758.67995958207,15.34,0.70499999999999996]
[null,null,null,null,null,69.11147140502915,97.933765686034548,21924.433834187999,15.34,0.7]
[null,null,null,null,null,69.471426985263676,98.365712382315976,22090.920398684058,15.34,0.69399999999999995]
[null,null,null,null,null,69.831382565498203,98.797659078597405,22258.139653070248,15.34,0.68899999999999995]
[null,null,null,null,null,70.191338145732729,99.229605774878834,22426.091597346567,15.34,0.68400000000000005]
[null,null,null,null,null,70.551293725967255,99.661552471160263,22594.776231513017,15.34,0.67900000000000005]
[null,null,null,null,null,70.911249306201782,100.09349916744169,22764.193555569589,15.34,0.67400000000000004]
[null,null,null,null,null,71.271204886436308,100.52544586372312,22934.343569516306,15.34,0.66900000000000004]
[null,null,null,null,null,71.631160466670835,100.95739256000455,23105.226273353146,15.34,0.66400000000000003]
[null,null,null,null,null,71.991116046905361,101.38933925628598,23276.841667080123,15.34,0.65900000000000003]
[null,null,null,null,null,72.351071627139888,101.82128595256741,23449.189750697224,15.34,0.65400000000000003]
[null,null,null,null,null,72.711027207374414,102.25323264884884,23622.270524204461,15.34,0.64900000000000002]
[null,null,null,null,null,73.070982787608941,102.68517934513027,23796.083987601829,15.34,0.64500000000000002]
[null,null,null,null,null,73.430938367843467,103.11712604141169,23970.63014088932,15.34,0.64]
[null,null,null,null,null,73.790893948077994,103.54907273769312,24145.908984066948,15.34,0.63500000000000001]
[null,null,null,null,null,74.15084952831252,103.98101943397455,24321.920517134706,15.34,0.63100000000000001]
[null,null,null,null,null,74.510805108547046,104.41296613025598,24498.664740092594,15.34,0.626]
[null,null,null,null,null,74.870760688781573,104.84491282653741,24676.14165294062,15.34,0.622]
[null,null,null,null,null,75.230716269016099,105.27685952281884,24854.351255678768,15.34,0.61699999999999999]
[null,null,null,null,null,75.590671849250626,105.70880621910027,25033.293548307047,15.34,0.61299999999999999]
[null,null,null,null,null,75.950627429485152,106.1407529153817,25212.968530825456,15.34,0.60799999999999998]
[null,null,null,null,null,76.310583009719679,106.57269961166313,25393.376203233995,15.34,0.60399999999999998]
[null,null,null,null,null,76.670538589954205,107.00464630794455,25574.516565532678,15.34,0.6]
[null,null,null,null,null,77.030494170188732,107.43659300422598,25756.389617721477,15.34,0.59599999999999997]
[null,null,null,null,null,77.390449750423258,107.86853970050741,25938.995359800414,15.34,0.59099999999999997]
[null,null,null,null,null,77.750405330657784,108.30048639678884,26122.333791769481,15.34,0.58699999999999997]
[null,null,null,null,null,78.110360910892311,108.73243309307027,26306.404913628678,15.34,0.58299999999999996]
[null,null,null,null,null,78.470316491126837,109.1643797893517,26491.208725378005,15.34,0.57899999999999996]
[null,null,null,null,null,78.830272071361364,109.59632648563313,26676.745227017462,15.34,0.57499999999999996]
[null,null,null,null,null,79.19022765159589,110.02827318191456,26863.014418547049,15.34,0.57099999999999995]
[null,null,null,null,null,79.550183231830417,110.46021987819599,27050.016299966774,15.34,0.56699999999999995]
[null,null,null,null,null,79.910138812064943,110.89216657447741,27237.750871276621,15.34,0.56299999999999994]
[null,null,null,null,null,80.27009439229947,111.32411327075884,27426.218132476606,15.34,0.55900000000000005]
[null,null,null,null,null,80.630049972533996,111.75605996704027,27615.418083566714,15.34,0.55500000000000005]
[null,null,null,null,null,80.990005552768523,112.1880066633217,27805.350724546959,15.34,0.55200000000000005]
[null,null,null,null,null,81.349961133003049,112.61995335960313,27996.016055417334,15.34,0.54800000000000004]
[null,null,null,null,null,81.709916713237575,113.05190005588456,28187.414076177833,15.34,0.54400000000000004]
[null,null,null,null,null,82.069872293472102,113.48384675216599,28379.544786828468,15.34,0.54100000000000004]
[null,null,null,null,null,82.429827873706628,113.91579344844742,28572.408187369241,15.34,0.53700000000000003]
[null,null,null,null,null,82.789783453941155,114.34774014472885,28766.004277800137,15.34,0.53300000000000003]
[null,null,null,null,null,83.149739034175681,114.77968684101027,28960.333058121163,15.34,0.53]
[null,null,null,null,null,83.509694614410208,115.2116335372917,29155.394528332319,15.34,0.52600000000000002]
[null,null,null,null,null,{"$f":"F235+B$13","v":83.869650194644734},{"$f":"G235+(B$8/100)*(F236-F235)*60","v":115.64358023357313},{"$f":"($B$9-$B$9*($B$12/360.000000000001))+$B$7*PI()*(G236^2)*($B$12/360.000000000001)","v":29351.188688433613},15.34,{"$f":"ROUND(I236*1000000/(H236*1000),2-INT(LOG10(ABS(I236*1000000/(H236*1000)))))","v":0.52300000000000002}]
[null,null,null,null,null,84.229605774879261,116.07552692985456,29547.715538425036,15.34,0.51900000000000002]
[null,null,null,null,null,84.589561355113787,116.50747362613599,29744.975078306583,15.34,0.51600000000000001]
[null,null,null,null,null,84.949516935348313,116.93942032241742,29942.967308078267,15.34,0.51200000000000001]
[null,null,null,null,null,85.30947251558284,117.37136701869885,30141.692227740081,15.34,0.50900000000000001]
[null,null,null,null,null,85.669428095817366,117.80331371498028,30341.149837292018,15.34,0.50600000000000001]
[null,null,null,null,null,86.029383676051893,118.23526041126171,30541.340136734092,15.34,0.502]
[null,null,null,null,null,86.389339256286419,118.66720710754313,30742.263126066304,15.34,0.499]
[null,null,null,null,null,86.749294836520946,119.09915380382456,30943.918805288638,15.34,0.496]
[null,null,null,null,null,87.109250416755472,119.53110050010599,31146.307174401103,15.34,0.49299999999999999]
[null,null,null,null,null,87.469205996989999,119.96304719638742,31349.428233403705,15.34,0.48899999999999999]
[null,null,null,null,null,87.829161577224525,120.39499389266885,31553.28198229643,15.34,0.48599999999999999]
[null,null,null,null,null,88.189117157459052,120.82694058895028,31757.868421079293,15.34,0.48299999999999998]
[null,null,null,null,null,88.549072737693578,121.25888728523171,31963.187549752278,{"$f":"I248","v":15.34},0.48]
[null,null,null,null,null,88.909028317928104,121.69083398151314,32169.2393683154,15.34,0.47699999999999998]
[null,null,null,null,null,89.268983898162631,122.12278067779457,32376.023876768653,15.34,0.47399999999999998]
[null,null,null,null,null,89.628939478397157,122.55472737407599,32583.541075112036,15.34,0.47099999999999997]
[null,null,null,null,null,89.988895058631684,122.98667407035742,32791.790963345542,15.34,0.46800000000000003]
[null,null,null,null,null,90.34885063886621,123.41862076663885,33000.773541469192,15.34,0.46500000000000002]
[null,null,null,null,null,90.708806219100737,123.85056746292028,33210.488809482966,15.34,0.46200000000000002]
[null,null,null,null,null,91.068761799335263,124.28251415920171,33420.936767386876,15.34,0.45900000000000002]
[null,null,null,null,null,91.42871737956979,124.71446085548314,33632.11741518091,15.34,0.45600000000000002]
[null,null,null,null,null,91.788672959804316,125.14640755176457,33844.030752865081,15.34,0.45300000000000001]
[null,null,null,null,null,92.148628540038843,125.578354248046,34056.676780439375,15.34,0.45]
[null,null,null,null,null,92.508584120273369,126.01030094432743,34270.055497903806,15.34,0.44800000000000001]
[null,null,null,null,null,92.868539700507895,126.44224764060885,34484.16690525836,15.34,0.44500000000000001]
[null,null,null,null,null,93.228495280742422,126.87419433689028,34699.011002503059,15.34,0.442]
[null,null,null,null,null,93.588450860976948,127.30614103317171,34914.587789637881,15.34,0.439]
[null,null,null,null,null,93.948406441211475,127.73808772945314,35130.897266662832,15.34,0.437]
[null,null,null,null,null,94.308362021446001,128.17003442573457,35347.939433577914,15.34,0.434]
[null,null,null,null,null,94.668317601680528,128.60198112201601,35565.714290383134,15.34,0.43099999999999999]
[null,null,null,null,null,95.028273181915054,129.03392781829746,35784.221837078483,15.34,0.42899999999999999]
[null,null,null,null,null,95.388228762149581,129.4658745145789,36003.462073663963,15.34,0.42599999999999999]
[null,null,null,null,null,95.748184342384107,129.89782121086034,36223.43500013958,15.34,0.42299999999999999]
[null,null,null,null,null,96.108139922618633,130.32976790714179,36444.140616505327,15.34,0.42099999999999999]
[null,null,null,null,null,96.46809550285316,130.76171460342323,36665.578922761204,15.34,0.41799999999999998]
[null,null,null,null,null,96.828051083087686,131.19366129970467,36887.749918907211,15.34,0.41599999999999998]
[null,null,null,null,null,97.188006663322213,131.62560799598612,37110.653604943349,15.34,0.41299999999999998]
[null,null,null,null,null,97.547962243556739,132.05755469226756,37334.289980869609,15.34,0.41099999999999998]
[null,null,null,null,null,97.907917823791266,132.489501388549,37558.659046686007,15.34,0.40799999999999997]
[null,null,null,null,null,98.267873404025792,132.92144808483044,37783.760802392542,15.34,0.40600000000000003]
[null,null,null,null,null,98.627828984260319,133.35339478111189,38009.5952479892,15.34,0.40400000000000003]
[null,null,null,null,null,98.987784564494845,133.78534147739333,38236.162383475988,15.34,0.40100000000000002]
[null,null,null,null,null,99.347740144729372,134.21728817367477,38463.462208852914,15.34,0.39900000000000002]
[null,null,null,null,null,99.707695724963898,134.64923486995622,38691.49472411997,15.34,0.39600000000000002]
[null,null,null,null,null,100.06765130519842,135.08118156623766,38920.259929277156,15.34,0.39400000000000002]
[null,null,null,null,null,100.42760688543295,135.5131282625191,39149.757824324464,15.34,0.39200000000000002]
[null,null,null,null,null,100.78756246566748,135.94507495880055,39379.98840926191,15.34,0.39]
[null,null,null,null,null,101.147518045902,136.37702165508199,39610.951684089494,15.34,0.38700000000000001]
[null,null,null,null,null,101.50747362613653,136.80896835136343,39842.647648807193,15.34,0.38500000000000001]
[null,null,null,null,null,101.86742920637106,137.24091504764488,40075.07630341503,15.34,0.38300000000000001]
[null,null,null,null,null,102.22738478660558,137.67286174392632,40308.237647912996,15.34,0.38100000000000001]
[null,null,null,null,null,102.58734036684011,138.10480844020776,40542.1316823011,15.34,0.378]
[null,null,null,null,null,102.94729594707464,138.53675513648921,40776.758406579327,15.34,0.376]
[null,null,null,null,null,103.30725152730916,138.96870183277065,41012.117820747691,15.34,0.374]
[null,null,null,null,null,103.66720710754369,139.40064852905209,41248.209924806179,15.34,0.372]
[null,null,null,null,null,104.02716268777822,139.83259522533353,41485.034718754803,15.34,0.37]
[null,null,null,null,null,104.38711826801274,140.26454192161498,41722.592202593565,15.34,0.36799999999999999]
[null,null,null,null,null,104.74707384824727,140.69648861789642,41960.882376322443,15.34,0.36599999999999999]
[null,null,null,null,null,105.10702942848179,141.12843531417786,42199.905239941458,15.34,0.36399999999999999]
[null,null,null,null,null,105.46698500871632,141.56038201045931,42439.660793450603,15.34,0.36099999999999999]
[null,null,null,null,null,105.82694058895085,141.99232870674075,42680.149036849878,15.34,0.35899999999999999]
[null,null,null,null,null,106.18689616918537,142.42427540302219,42921.369970139291,15.34,0.35699999999999998]
[null,null,null,null,null,106.5468517494199,142.85622209930364,43163.323593318833,15.34,0.35499999999999998]
[null,null,null,null,null,{"$f":"F299+B$13","v":106.90680732965443},{"$f":"G299+(B$8/100)*(F300-F299)*60","v":143.28816879558508},{"$f":"($B$9-$B$9*($B$12/360.000000000001))+$B$7*PI()*(G300^2)*($B$12/360.000000000001)","v":43406.009906388499},15.34,{"$f":"ROUND(I300*1000000/(H300*1000),2-INT(LOG10(ABS(I300*1000000/(H300*1000)))))","v":0.35299999999999998}]
[null,null,null,null,null,107.26676290988895,143.72011549186652,43649.428909348302,15.34,0.35099999999999998]
[null,null,null,null,null,107.62671849012348,144.15206218814797,43893.580602198235,15.34,0.34899999999999998]
[null,null,null,null,null,107.98667407035801,144.58400888442941,44138.464984938299,15.34,0.34799999999999998]
[null,null,null,null,null,108.34662965059253,145.01595558071085,44384.082057568492,15.34,0.34599999999999997]
[null,null,null,null,null,108.70658523082706,145.44790227699229,44630.431820088816,15.34,0.34399999999999997]
[null,null,null,null,null,109.06654081106159,145.87984897327374,44877.514272499262,15.34,0.34200000000000003]
[null,null,null,null,null,109.42649639129611,146.31179566955518,45125.329414799853,15.34,0.34]
[null,null,null,null,null,109.78645197153064,146.74374236583662,45373.877246990567,15.34,0.33800000000000002]
[null,null,null,null,null,110.14640755176517,147.17568906211807,45623.157769071418,15.34,0.33600000000000002]
[null,null,null,null,null,110.50636313199969,147.60763575839951,45873.170981042393,15.34,0.33400000000000002]
[null,null,null,null,null,110.86631871223422,148.03958245468095,46123.916882903504,15.34,0.33300000000000002]
[null,null,null,null,null,111.22627429246874,148.4715291509624,46375.395474654753,15.34,0.33100000000000002]
[null,null,null,null,null,111.58622987270327,148.90347584724384,46627.606756296118,{"$f":"I312","v":15.34},0.32900000000000001]
[null,null,null,null,null,111.9461854529378,149.33542254352528,46880.55072782762,15.34,0.32700000000000001]
[null,null,null,null,null,112.30614103317232,149.76736923980673,47134.227389249259,15.34,0.32500000000000001]
[null,null,null,null,null,112.66609661340685,150.19931593608817,47388.636740561014,15.34,0.32400000000000001]
[null,null,null,null,null,113.02605219364138,150.63126263236961,47643.778781762907,15.34,0.32200000000000001]
[null,null,null,null,null,113.3860077738759,151.06320932865106,47899.653512854937,15.34,0.32]
[null,null,null,null,null,113.74596335411043,151.4951560249325,48156.260933837097,15.34,0.31900000000000001]
[null,null,null,null,null,114.10591893434496,151.92710272121394,48413.601044709379,15.34,0.317]
[null,null,null,null,null,114.46587451457948,152.35904941749538,48671.6738454718,15.34,0.315]
[null,null,null,null,null,114.82583009481401,152.79099611377683,48930.47933612435,15.34,0.314]
[null,null,null,null,null,115.18578567504854,153.22294281005827,49190.017516667031,15.34,0.312]
[null,null,null,null,null,115.54574125528306,153.65488950633971,49450.288387099841,15.34,0.31]
[null,null,null,null,null,115.90569683551759,154.08683620262116,49711.291947422782,15.34,0.309]
[null,null,null,null,null,116.26565241575211,154.5187828989026,49973.028197635846,15.34,0.307]
[null,null,null,null,null,116.62560799598664,154.95072959518404,50235.497137739054,15.34,0.30499999999999999]
[null,null,null,null,null,116.98556357622117,155.38267629146549,50498.698767732385,15.34,0.30399999999999999]
[null,null,null,null,null,117.34551915645569,155.81462298774693,50762.633087615854,15.34,0.30199999999999999]
[null,null,null,null,null,117.70547473669022,156.24656968402837,51027.300097389445,15.34,0.30099999999999999]
[null,null,null,null,null,118.06543031692475,156.67851638030982,51292.699797053174,15.34,0.29899999999999999]
[null,null,null,null,null,118.42538589715927,157.11046307659126,51558.832186607033,15.34,0.29799999999999999]
[null,null,null,null,null,118.7853414773938,157.5424097728727,51825.697266051015,15.34,0.29599999999999999]
[null,null,null,null,null,119.14529705762833,157.97435646915415,52093.295035385134,15.34,0.29399999999999998]
[null,null,null,null,null,119.50525263786285,158.40630316543559,52361.625494609383,15.34,0.29299999999999998]
[null,null,null,null,null,119.86520821809738,158.83824986171703,52630.688643723763,15.34,0.29099999999999998]
[null,null,null,null,null,120.22516379833191,159.27019655799847,52900.48448272828,15.34,0.28999999999999998]
[null,null,null,null,null,120.58511937856643,159.70214325427992,53171.013011622919,15.34,0.28899999999999998]
[null,null,null,null,null,120.94507495880096,160.13408995056136,53442.274230407689,15.34,0.28699999999999998]
[null,null,null,null,null,121.30503053903549,160.5660366468428,53714.268139082596,15.34,0.28599999999999998]
[null,null,null,null,null,121.66498611927001,160.99798334312425,53986.994737647634,15.34,0.28399999999999997]
[null,null,null,null,null,122.02494169950454,161.42993003940569,54260.454026102801,15.34,0.28299999999999997]
[null,null,null,null,null,122.38489727973906,161.86187673568713,54534.646004448099,15.34,0.28100000000000003]
[null,null,null,null,null,122.74485285997359,162.29382343196858,54809.57067268352,15.34,0.28000000000000003]
[null,null,null,null,null,123.10480844020812,162.72577012825002,55085.228030809078,15.34,0.27800000000000002]
[null,null,null,null,null,123.46476402044264,163.15771682453146,55361.618078824766,15.34,0.27700000000000002]
[null,null,null,null,null,123.82471960067717,163.58966352081291,55638.740816730584,15.34,0.27600000000000002]
[null,null,null,null,null,124.1846751809117,164.02161021709435,55916.59624452654,15.34,0.27400000000000002]
[null,null,null,null,null,124.54463076114622,164.45355691337579,56195.184362212625,15.34,0.27300000000000002]
[null,null,null,null,null,124.90458634138075,164.88550360965723,56474.505169788834,15.34,0.27200000000000002]
[null,null,null,null,null,125.26454192161528,165.31745030593868,56754.558667255187,15.34,0.27]
[null,null,null,null,null,125.6244975018498,165.74939700222012,57035.344854611656,15.34,0.26900000000000002]
[null,null,null,null,null,125.98445308208433,166.18134369850156,57316.863731858255,15.34,0.26800000000000002]
[null,null,null,null,null,126.34440866231886,166.61329039478301,57599.115298994984,15.34,0.26600000000000001]
[null,null,null,null,null,126.70436424255338,167.04523709106445,57882.099556021858,15.34,0.26500000000000001]
[null,null,null,null,null,127.06431982278791,167.47718378734589,58165.816502938862,15.34,0.26400000000000001]
[null,null,null,null,null,127.42427540302243,167.90913048362734,58450.266139745989,15.34,0.26200000000000001]
[null,null,null,null,null,127.78423098325696,168.34107717990878,58735.448466443246,15.34,0.26100000000000001]
[null,null,null,null,null,128.1441865634915,168.77302387619022,59021.36348303064,15.34,0.26]
[null,null,null,null,null,128.50414214372603,169.20497057247167,59308.011189508157,15.34,0.25900000000000001]
[null,null,null,null,null,128.86409772396055,169.63691726875311,59595.391585875812,15.34,0.25700000000000001]
[null,null,null,null,null,129.22405330419508,170.06886396503455,59883.504672133589,15.34,0.25600000000000001]
[null,null,null,null,null,129.58400888442961,170.500810661316,60172.350448281497,15.34,0.255]
[null,null,null,null,null,{"$f":"F363+B$13","v":129.94396446466413},{"$f":"G363+(B$8/100)*(F364-F363)*60","v":170.93275735759744},{"$f":"($B$9-$B$9*($B$12/360.000000000001))+$B$7*PI()*(G364^2)*($B$12/360.000000000001)","v":60461.928914319549},15.34,{"$f":"ROUND(I364*1000000/(H364*1000),2-INT(LOG10(ABS(I364*1000000/(H364*1000)))))","v":0.254}]
[null,null,null,null,null,130.30392004489866,171.36470405387888,60752.240070247724,15.34,0.253]
[null,null,null,null,null,130.66387562513319,171.79665075016032,61043.28391606603,15.34,0.251]
[null,null,null,null,null,131.02383120536771,172.22859744644177,61335.060451774465,15.34,0.25]
[null,null,null,null,null,131.38378678560224,172.66054414272321,61627.569677373038,15.34,0.249]
[null,null,null,null,null,131.74374236583677,173.09249083900465,61920.811592861741,15.34,0.248]
[null,null,null,null,null,132.10369794607129,173.5244375352861,62214.786198240567,15.34,0.247]
[null,null,null,null,null,132.46365352630582,173.95638423156754,62509.493493509523,15.34,0.245]
[null,null,null,null,null,132.82360910654035,174.38833092784898,62804.933478668616,15.34,0.24399999999999999]
[null,null,null,null,null,133.18356468677487,174.82027762413043,63101.106153717839,15.34,0.24299999999999999]
[null,null,null,null,null,133.5435202670094,175.25222432041187,63398.011518657193,15.34,0.24199999999999999]
[null,null,null,null,null,133.90347584724393,175.68417101669331,63695.649573486677,15.34,0.24099999999999999]
[null,null,null,null,null,134.26343142747845,176.11611771297476,63994.020318206291,15.34,0.24]
[null,null,null,null,null,134.62338700771298,176.5480644092562,64293.123752816035,{"$f":"I376","v":15.34},0.23899999999999999]
[null,null,null,null,null,134.9833425879475,176.98001110553764,64592.959877315916,15.34,0.23699999999999999]
[null,null,null,null,null,135.34329816818203,177.41195780181909,64893.52869170592,15.34,0.23599999999999999]
[null,null,null,null,null,135.70325374841656,177.84390449810053,65194.830195986055,15.34,0.23499999999999999]
[null,null,null,null,null,136.06320932865108,178.27585119438197,65496.864390156326,15.34,0.23400000000000001]
[null,null,null,null,null,136.42316490888561,178.70779789066341,65799.631274216721,15.34,0.23300000000000001]
[null,null,null,null,null,136.78312048912014,179.13974458694486,66103.130848167246,15.34,0.23200000000000001]
[null,null,null,null,null,137.14307606935466,179.5716912832263,66407.363112007908,15.34,0.23100000000000001]
[null,null,null,null,null,137.50303164958919,180.00363797950774,66712.328065738708,15.34,0.23]
[null,null,null,null,null,137.86298722982372,180.43558467578919,67018.02570935963,15.34,0.22900000000000001]
[null,null,null,null,null,138.22294281005824,180.86753137207063,67324.45604287069,15.34,0.22800000000000001]
[null,null,null,null,null,138.58289839029277,181.29947806835207,67631.619066271858,15.34,0.22700000000000001]
[null,null,null,null,null,138.9428539705273,181.73142476463352,67939.514779563193,15.34,0.22600000000000001]
[null,null,null,null,null,139.30280955076182,182.16337146091496,68248.143182744636,15.34,0.22500000000000001]
[null,null,null,null,null,139.66276513099635,182.5953181571964,68557.504275816216,15.34,0.224]
[null,null,null,null,null,140.02272071123087,183.02726485347785,68867.59805877792,15.34,0.223]
[null,null,null,null,null,140.3826762914654,183.45921154975929,69178.42453162976,15.34,0.222]
[null,null,null,null,null,140.74263187169993,183.89115824604073,69489.983694371724,15.34,0.221]
[null,null,null,null,null,141.10258745193445,184.32310494232217,69802.275547003825,15.34,0.22]
[null,null,null,null,null,141.46254303216898,184.75505163860362,70115.300089526063,15.34,0.219]
[null,null,null,null,null,141.82249861240351,185.18699833488506,70429.057321938424,15.34,0.218]
[null,null,null,null,null,142.18245419263803,185.6189450311665,70743.547244240923,15.34,0.217]
[null,null,null,null,null,142.54240977287256,186.05089172744795,71058.769856433559,15.34,0.216]
[null,null,null,null,null,142.90236535310709,186.48283842372939,71374.725158516303,15.34,0.215]
[null,null,null,null,null,143.26232093334161,186.91478512001083,71691.413150489185,15.34,0.214]
[null,null,null,null,null,143.62227651357614,187.34673181629228,72008.833832352204,15.34,0.21299999999999999]
[null,null,null,null,null,143.98223209381067,187.77867851257372,72326.987204105346,15.34,0.21199999999999999]
[null,null,null,null,null,144.34218767404519,188.21062520885516,72645.873265748625,15.34,0.21099999999999999]
[null,null,null,null,null,144.70214325427972,188.64257190513661,72965.492017282042,15.34,0.21]
[null,null,null,null,null,145.06209883451425,189.07451860141805,73285.843458705582,15.34,0.20899999999999999]
[null,null,null,null,null,145.42205441474877,189.50646529769949,73606.927590019244,15.34,0.20799999999999999]
[null,null,null,null,null,145.7820099949833,189.93841199398094,73928.744411223059,15.34,0.20699999999999999]
[null,null,null,null,null,146.14196557521782,190.37035869026238,74251.293922316981,15.34,0.20699999999999999]
[null,null,null,null,null,146.50192115545235,190.80230538654382,74574.576123301056,15.34,0.20599999999999999]
[null,null,null,null,null,146.86187673568688,191.23425208282526,74898.591014175254,15.34,0.20499999999999999]
[null,null,null,null,null,147.2218323159214,191.66619877910671,75223.338594939574,15.34,0.20399999999999999]
[null,null,null,null,null,147.58178789615593,192.09814547538815,75548.818865594032,15.34,0.20300000000000001]
[null,null,null,null,null,147.94174347639046,192.53009217166959,75875.031826138613,15.34,0.20200000000000001]
[null,null,null,null,null,148.30169905662498,192.96203886795104,76201.977476573331,15.34,0.20100000000000001]
[null,null,null,null,null,148.66165463685951,193.39398556423248,76529.655816898172,15.34,0.2]
[null,null,null,null,null,149.02161021709404,193.82593226051392,76858.066847113165,15.34,0.2]
[null,null,null,null,null,149.38156579732856,194.25787895679537,77187.210567218266,15.34,0.19900000000000001]
[null,null,null,null,null,149.74152137756309,194.68982565307681,77517.086977213505,15.34,0.19800000000000001]
[null,null,null,null,null,150.10147695779762,195.12177234935825,77847.696077098881,15.34,0.19700000000000001]
[null,null,null,null,null,150.46143253803214,195.5537190456397,78179.03786687438,15.34,0.19600000000000001]
[null,null,null,null,null,150.82138811826667,195.98566574192114,78511.112346540031,15.34,0.19500000000000001]
[null,null,null,null,null,151.18134369850119,196.41761243820258,78843.91951609579,15.34,0.19500000000000001]
[null,null,null,null,null,151.54129927873572,196.84955913448402,79177.459375541672,15.34,0.19400000000000001]
[null,null,null,null,null,151.90125485897025,197.28150583076547,79511.731924877706,15.34,0.193]
[null,null,null,null,null,152.26121043920477,197.71345252704691,79846.737164103863,15.34,0.192]
[null,null,null,null,null,152.6211660194393,198.14539922332835,80182.475093220157,15.34,0.191]
[null,null,null,null,null,{"$f":"F427+B$13","v":152.98112159967383},{"$f":"G427+(B$8/100)*(F428-F427)*60","v":198.5773459196098},{"$f":"($B$9-$B$9*($B$12/360.000000000001))+$B$7*PI()*(G428^2)*($B$12/360.000000000001)","v":80518.945712226574},15.34,{"$f":"ROUND(I428*1000000/(H428*1000),2-INT(LOG10(ABS(I428*1000000/(H428*1000)))))","v":0.191}]
[null,null,null,null,null,153.34107717990835,199.00929261589124,80856.149021123128,15.34,0.19]
[null,null,null,null,null,153.70103276014288,199.44123931217268,81194.085019909806,15.34,0.189]
[null,null,null,null,null,154.06098834037741,199.87318600845413,81532.753708586606,15.34,0.188]
[null,null,null,null,null,154.42094392061193,200.30513270473557,81872.155087153544,15.34,0.187]
[null,null,null,null,null,154.78089950084646,200.73707940101701,82212.289155610619,15.34,0.187]
[null,null,null,null,null,155.14085508108099,201.16902609729846,82553.155913957831,15.34,0.186]
[null,null,null,null,null,155.50081066131551,201.6009727935799,82894.755362195167,15.34,0.185]
[null,null,null,null,null,155.86076624155004,202.03291948986134,83237.087500322639,15.34,0.184]
[null,null,null,null,null,156.22072182178457,202.46486618614279,83580.152328340235,15.34,0.184]
[null,null,null,null,null,156.58067740201909,202.89681288242423,83923.949846247968,15.34,0.183]
[null,null,null,null,null,156.94063298225362,203.32875957870567,84268.480054045809,15.34,0.182]
[null,null,null,null,null,157.30058856248814,203.76070627498711,84613.742951733817,15.34,0.18099999999999999]
[null,null,null,null,null,157.66054414272267,204.19265297126856,84959.738539311933,{"$f":"I440","v":15.34},0.18099999999999999]
[null,null,null,null,null,158.0204997229572,204.62459966755,85306.466816780172,15.34,0.18]
[null,null,null,null,null,158.38045530319172,205.05654636383144,85653.927784138577,15.34,0.17899999999999999]
[null,null,null,null,null,158.74041088342625,205.48849306011289,86002.121441387091,15.34,0.17799999999999999]
[null,null,null,null,null,159.10036646366078,205.92043975639433,86351.047788525713,15.34,0.17799999999999999]
[null,null,null,null,null,159.4603220438953,206.35238645267577,86700.706825554487,15.34,0.17699999999999999]
[null,null,null,null,null,159.82027762412983,206.78433314895722,87051.098552473384,15.34,0.17599999999999999]
[null,null,null,null,null,160.18023320436436,207.21627984523866,87402.222969282433,15.34,0.17599999999999999]
[null,null,null,null,null,160.54018878459888,207.6482265415201,87754.080075981605,15.34,0.17499999999999999]
[null,null,null,null,null,160.90014436483341,208.08017323780155,88106.669872570885,15.34,0.17399999999999999]
[null,null,null,null,null,161.26009994506794,208.51211993408299,88459.992359050331,15.34,0.17299999999999999]
[null,null,null,null,null,161.62005552530246,208.94406663036443,88814.047535419886,15.34,0.17299999999999999]
[null,null,null,null,null,161.98001110553699,209.37601332664588,89168.835401679578,15.34,0.17199999999999999]
[null,null,null,null,null,162.33996668577151,209.80796002292732,89524.355957829393,15.34,0.17100000000000001]
[null,null,null,null,null,162.69992226600604,210.23990671920876,89880.609203869346,15.34,0.17100000000000001]
[null,null,null,null,null,163.05987784624057,210.6718534154902,90237.595139799436,15.34,0.17]
[null,null,null,null,null,163.41983342647509,211.10380011177165,90595.313765619649,15.34,0.16900000000000001]
[null,null,null,null,null,163.77978900670962,211.53574680805309,90953.765081329984,15.34,0.16900000000000001]
[null,null,null,null,null,164.13974458694415,211.96769350433453,91312.949086930457,15.34,0.16800000000000001]
[null,null,null,null,null,164.49970016717867,212.39964020061598,91672.865782421068,15.34,0.16700000000000001]
[null,null,null,null,null,164.8596557474132,212.83158689689742,92033.515167801801,15.34,0.16700000000000001]
[null,null,null,null,null,165.21961132764773,213.26353359317886,92394.897243072672,15.34,0.16600000000000001]
[null,null,null,null,null,165.57956690788225,213.69548028946031,92757.01200823368,15.34,0.16500000000000001]
[null,null,null,null,null,165.93952248811678,214.12742698574175,93119.859463284811,15.34,0.16500000000000001]
[null,null,null,null,null,166.29947806835131,214.55937368202319,93483.439608226065,15.34,0.16400000000000001]
[null,null,null,null,null,166.65943364858583,214.99132037830464,93847.752443057456,15.34,0.16300000000000001]
[null,null,null,null,null,167.01938922882036,215.42326707458608,94212.79796777897,15.34,0.16300000000000001]
[null,null,null,null,null,167.37934480905488,215.85521377086752,94578.576182390636,15.34,0.16200000000000001]
[null,null,null,null,null,167.73930038928941,216.28716046714896,94945.087086892425,15.34,0.16200000000000001]
[null,null,null,null,null,168.09925596952394,216.71910716343041,95312.330681284337,15.34,0.161]
[null,null,null,null,null,168.45921154975846,217.15105385971185,95680.306965566386,15.34,0.16]
[null,null,null,null,null,168.81916712999299,217.58300055599329,96049.015939738558,15.34,0.16]
[null,null,null,null,null,169.17912271022752,218.01494725227474,96418.457603800853,15.34,0.159]
[null,null,null,null,null,169.53907829046204,218.44689394855618,96788.6319577533,15.34,0.158]
[null,null,null,null,null,169.89903387069657,218.87884064483762,97159.539001595855,15.34,0.158]
[null,null,null,null,null,170.2589894509311,219.31078734111907,97531.178735328576,15.34,0.157]
[null,null,null,null,null,170.61894503116562,219.74273403740051,97903.551158951392,15.34,0.157]
[null,null,null,null,null,170.97890061140015,220.17468073368195,98276.656272464374,15.34,0.156]
[null,null,null,null,null,171.33885619163468,220.6066274299634,98650.494075867464,15.34,0.155]
[null,null,null,null,null,171.6988117718692,221.03857412624484,99025.064569160677,15.34,0.155]
[null,null,null,null,null,172.05876735210373,221.47052082252628,99400.367752344027,15.34,0.154]
[null,null,null,null,null,172.41872293233826,221.90246751880773,99776.403625417515,15.34,0.154]
[null,null,null,null,null,172.77867851257278,222.33441421508917,100153.17218838114,15.34,0.153]
[null,null,null,null,null,173.13863409280731,222.76636091137061,100530.67344123489,15.34,0.153]
[null,null,null,null,null,173.49858967304183,223.19830760765205,100908.90738397877,15.34,0.152]
[null,null,null,null,null,173.85854525327636,223.6302543039335,101287.87401661277,15.34,0.151]
[null,null,null,null,null,174.21850083351089,224.06220100021494,101667.5733391369,15.34,0.151]
[null,null,null,null,null,174.57845641374541,224.49414769649638,102048.00535155117,15.34,0.15]
[null,null,null,null,null,174.93841199397994,224.92609439277783,102429.17005385557,15.34,0.15]
[null,null,null,null,null,175.29836757421447,225.35804108905927,102811.0674460501,15.34,0.14899999999999999]
[null,null,null,null,null,175.65832315444899,225.78998778534071,103193.69752813478,15.34,0.14899999999999999]
[null,null,null,null,null,{"$f":"F491+B$13","v":176.01827873468352},{"$f":"G491+(B$8/100)*(F492-F491)*60","v":226.22193448162216},{"$f":"($B$9-$B$9*($B$12/360.000000000001))+$B$7*PI()*(G492^2)*($B$12/360.000000000001)","v":103577.06030010957},15.34,{"$f":"ROUND(I492*1000000/(H492*1000),2-INT(LOG10(ABS(I492*1000000/(H492*1000)))))","v":0.14799999999999999}]
[null,null,null,null,null,176.37823431491805,226.6538811779036,103961.1557619745,15.34,0.14799999999999999]
[null,null,null,null,null,176.73818989515257,227.08582787418504,104345.98391372955,15.34,0.14699999999999999]
[null,null,null,null,null,177.0981454753871,227.51777457046649,104731.54475537474,15.34,0.14599999999999999]
[null,null,null,null,null,177.45810105562163,227.94972126674793,105117.83828691006,15.34,0.14599999999999999]
[null,null,null,null,null,177.81805663585615,228.38166796302937,105504.86450833551,15.34,0.14499999999999999]
[null,null,null,null,null,178.17801221609068,228.81361465931082,105892.62341965108,15.34,0.14499999999999999]
[null,null,null,null,null,178.5379677963252,229.24556135559226,106281.1150208568,15.34,0.14399999999999999]
[null,null,null,null,null,178.89792337655973,229.6775080518737,106670.33931195262,15.34,0.14399999999999999]
[null,null,null,null,null,179.25787895679426,230.10945474815514,107060.2962929386,15.34,0.14299999999999999]
[null,null,null,null,null,179.61783453702878,230.54140144443659,107450.98596381469,15.34,0.14299999999999999]
[null,null,null,null,null,179.97779011726331,230.97334814071803,107842.40832458093,15.34,0.14199999999999999]
[null,null,null,null,null,180.33774569749784,231.40529483699947,108234.5633752373,15.34,0.14199999999999999]
[null,null,null,null,null,180.69770127773236,231.83724153328092,108627.4511157838,{"$f":"I504","v":15.34},0.14099999999999999]
[null,null,null,null,null,181.05765685796689,232.26918822956236,109021.07154622042,15.34,0.14099999999999999]
[null,null,null,null,null,181.41761243820142,232.7011349258438,109415.42466654717,15.34,0.14000000000000001]
[null,null,null,null,null,181.77756801843594,233.13308162212525,109810.51047676406,15.34,0.14000000000000001]
[null,null,null,null,null,182.13752359867047,233.56502831840669,110206.32897687108,15.34,0.13900000000000001]
[null,null,null,null,null,182.497479178905,233.99697501468813,110602.88016686823,15.34,0.13900000000000001]
[null,null,null,null,null,182.85743475913952,234.42892171096958,111000.16404675551,15.34,0.13800000000000001]
[null,null,null,null,null,183.21739033937405,234.86086840725102,111398.18061653293,15.34,0.13800000000000001]
[null,null,null,null,null,183.57734591960858,235.29281510353246,111796.92987620045,15.34,0.13700000000000001]
[null,null,null,null,null,183.9373014998431,235.7247617998139,112196.41182575813,15.34,0.13700000000000001]
[null,null,null,null,null,184.29725708007763,236.15670849609535,112596.62646520593,15.34,0.13600000000000001]
[null,null,null,null,null,184.65721266031215,236.58865519237679,112997.57379454386,15.34,0.13600000000000001]
[null,null,null,null,null,185.01716824054668,237.02060188865823,113399.25381377192,15.34,0.13500000000000001]
[null,null,null,null,null,185.37712382078121,237.45254858493968,113801.66652289013,15.34,0.13500000000000001]
[null,null,null,null,null,185.73707940101573,237.88449528122112,114204.81192189845,15.34,0.13400000000000001]
[null,null,null,null,null,186.09703498125026,238.31644197750256,114608.69001079691,15.34,0.13400000000000001]
[null,null,null,null,null,186.45699056148479,238.74838867378401,115013.3007895855,15.34,0.13300000000000001]
[null,null,null,null,null,186.81694614171931,239.18033537006545,115418.64425826423,15.34,0.13300000000000001]
[null,null,null,null,null,187.17690172195384,239.61228206634689,115824.72041683308,15.34,0.13200000000000001]
[null,null,null,null,null,187.53685730218837,240.04422876262834,116231.52926529206,15.34,0.13200000000000001]
[null,null,null,null,null,187.89681288242289,240.47617545890978,116639.07080364117,15.34,0.13200000000000001]
[null,null,null,null,null,188.25676846265742,240.90812215519122,117047.3450318804,15.34,0.13100000000000001]
[null,null,null,null,null,188.61672404289195,241.34006885147267,117456.35195000979,15.34,0.13100000000000001]
[null,null,null,null,null,188.97667962312647,241.77201554775411,117866.09155802928,15.34,0.13]
[null,null,null,null,null,189.336635203361,242.20396224403555,118276.56385593892,15.34,0.13]
[null,null,null,null,null,189.69659078359552,242.63590894031699,118687.76884373868,15.34,0.129]
[null,null,null,null,null,190.05654636383005,243.06785563659844,119099.70652142858,15.34,0.129]
[null,null,null,null,null,190.41650194406458,243.49980233287988,119512.37688900861,15.34,0.128]
[null,null,null,null,null,190.7764575242991,243.93174902916132,119925.77994647877,15.34,0.128]
[null,null,null,null,null,191.13641310453363,244.36369572544277,120339.91569383907,15.34,0.127]
[null,null,null,null,null,191.49636868476816,244.79564242172421,120754.78413108949,15.34,0.127]
[null,null,null,null,null,191.85632426500268,245.22758911800565,121170.38525823003,15.34,0.127]
[null,null,null,null,null,192.21627984523721,245.6595358142871,121586.71907526071,15.34,0.126]
[null,null,null,null,null,192.57623542547174,246.09148251056854,122003.78558218152,15.34,0.126]
[null,null,null,null,null,192.93619100570626,246.52342920684998,122421.58477899247,15.34,0.125]
[null,null,null,null,null,193.29614658594079,246.95537590313143,122840.11666569354,15.34,0.125]
[null,null,null,null,null,193.65610216617532,247.38732259941287,123259.38124228475,15.34,0.124]
[null,null,null,null,null,194.01605774640984,247.81926929569431,123679.37850876608,15.34,0.124]
[null,null,null,null,null,194.37601332664437,248.25121599197576,124100.10846513756,15.34,0.124]
[null,null,null,null,null,194.7359689068789,248.6831626882572,124521.57111139916,15.34,0.123]
[null,null,null,null,null,195.09592448711342,249.11510938453864,124943.76644755088,15.34,0.123]
[null,null,null,null,null,195.45588006734795,249.54705608082008,125366.69447359274,15.34,0.122]
[null,null,null,null,null,195.81583564758247,249.97900277710153,125790.35518952474,15.34,0.122]
[null,null,null,null,null,196.175791227817,250.41094947338297,126214.74859534686,15.34,0.122]
[null,null,null,null,null,196.53574680805153,250.84289616966441,126639.8746910591,15.34,0.121]
[null,null,null,null,null,196.89570238828605,251.27484286594586,127065.73347666148,15.34,0.121]
[null,null,null,null,null,197.25565796852058,251.7067895622273,127492.324952154,15.34,0.12]
[null,null,null,null,null,197.61561354875511,252.13873625850874,127919.64911753664,15.34,0.12]
[null,null,null,null,null,197.97556912898963,252.57068295479019,128347.70597280942,15.34,0.12]
[null,null,null,null,null,198.33552470922416,253.00262965107163,128776.49551797233,15.34,0.11899999999999999]
[null,null,null,null,null,198.69548028945869,253.43457634735307,129206.01775302537,15.34,0.11899999999999999]
[null,null,null,null,null,{"$f":"F555+B$13","v":199.05543586969321},{"$f":"G555+(B$8/100)*(F556-F555)*60","v":253.86652304363452},{"$f":"($B$9-$B$9*($B$12/360.000000000001))+$B$7*PI()*(G556^2)*($B$12/360.000000000001)","v":129636.27267796855},15.34,{"$f":"ROUND(I556*1000000/(H556*1000),2-INT(LOG10(ABS(I556*1000000/(H556*1000)))))","v":0.11799999999999999}]
[null,null,null,null,null,199.41539144992774,254.29846973991596,130067.26029280185,15.34,0.11799999999999999]
[null,null,null,null,null,199.77534703016227,254.7304164361974,130498.98059752527,15.34,0.11799999999999999]
[null,null,null,null,null,200.13530261039679,255.16236313247884,130931.43359213883,15.34,0.11700000000000001]
[null,null,null,null,null,200.49525819063132,255.59430982876029,131364.61927664251,15.34,0.11700000000000001]
[null,null,null,null,null,200.85521377086584,256.02625652504173,131798.53765103631,15.34,0.11600000000000001]
[null,null,null,null,null,201.21516935110037,256.45820322132317,132233.18871532028,15.34,0.11600000000000001]
[null,null,null,null,null,201.5751249313349,256.89014991760462,132668.57246949436,15.34,0.11600000000000001]
[null,null,null,null,null,201.93508051156942,257.32209661388606,133104.68891355858,15.34,0.115]
[null,null,null,null,null,202.29503609180395,257.7540433101675,133541.53804751294,15.34,0.115]
[null,null,null,null,null,202.65499167203848,258.18599000644895,133979.11987135743,15.34,0.114]
[null,null,null,null,null,203.014947252273,258.61793670273039,134417.43438509203,15.34,0.114]
[null,null,null,null,null,203.37490283250753,259.04988339901183,134856.48158871676,15.34,0.114]
[null,null,null,null,null,203.73485841274206,259.48183009529328,135296.26148223164,{"$f":"I568","v":15.34},0.113]
[null,null,null,null,null,204.09481399297658,259.91377679157472,135736.77406563665,15.34,0.113]
[null,null,null,null,null,204.45476957321111,260.34572348785616,136178.01933893177,15.34,0.113]
[null,null,null,null,null,204.81472515344564,260.77767018413761,136619.99730211703,15.34,0.112]
[null,null,null,null,null,205.17468073368016,261.20961688041905,137062.70795519243,15.34,0.112]
[null,null,null,null,null,205.53463631391469,261.64156357670049,137506.15129815796,15.34,0.112]
[null,null,null,null,null,205.89459189414922,262.07351027298193,137950.3273310136,15.34,0.111]
[null,null,null,null,null,206.25454747438374,262.50545696926338,138395.23605375938,15.34,0.111]
[null,null,null,null,null,206.61450305461827,262.93740366554482,138840.87746639529,15.34,0.11]
[null,null,null,null,null,{"$f":"F577+B$13","v":206.97445863485279},{"$f":"G577+(B$8/100)*(F578-F577)*60","v":263.36935036182626},{"$f":"($B$9-$B$9*($B$12/360.000000000001))+$B$7*PI()*(G578^2)*($B$12/360.000000000001)","v":139287.25156892135},15.34,{"$f":"ROUND(I578*1000000/(H578*1000),2-INT(LOG10(ABS(I578*1000000/(H578*1000)))))","v":0.11}]
[null,null,null,null,null,207.33441421508732,263.80129705810771,139734.35836133751,15.34,0.11]
[null,null,null,null,null,207.69436979532185,264.23324375438915,140182.19784364384,15.34,0.109]
[null,null,null,null,null,208.05432537555637,264.66519045067059,140630.77001584027,15.34,0.109]
[null,null,null,null,null,208.4142809557909,265.09713714695204,141080.07487792685,15.34,0.109]
[null,null,null,null,null,208.77423653602543,265.52908384323348,141530.11242990356,15.34,0.108]
[null,null,null,null,null,209.13419211625995,265.96103053951492,141980.88267177035,15.34,0.108]
[null,null,null,null,null,209.49414769649448,266.39297723579637,142432.38560352733,15.34,0.108]
[null,null,null,null,null,209.85410327672901,266.82492393207781,142884.62122517443,15.34,0.107]
[null,null,null,null,null,210.21405885696353,267.25687062835925,143337.58953671166,15.34,0.107]
[null,null,null,null,null,210.57401443719806,267.6888173246407,143791.290538139,15.34,0.107]
[null,null,null,null,null,210.93397001743259,268.12076402092214,144245.72422945651,15.34,0.106]
[null,null,null,null,null,211.29392559766711,268.55271071720358,144700.89061066412,15.34,0.106]
[null,null,null,null,null,211.65388117790164,268.98465741348502,145156.78968176185,15.34,0.106]
[null,null,null,null,null,212.01383675813616,269.41660410976647,145613.42144274976,15.34,0.105]
[null,null,null,null,null,212.37379233837069,269.84855080604791,146070.78589362773,15.34,0.105]
[null,null,null,null,null,212.73374791860522,270.28049750232935,146528.8830343959,15.34,0.105]
[null,null,null,null,null,213.09370349883974,270.7124441986108,146987.71286505417,15.34,0.104]
[null,null,null,null,null,213.45365907907427,271.14439089489224,147447.27538560258,15.34,0.104]
[null,null,null,null,null,213.8136146593088,271.57633759117368,147907.5705960411,15.34,0.104]
[null,null,null,null,null,214.17357023954332,272.00828428745513,148368.59849636976,15.34,0.10299999999999999]
[null,null,null,null,null,214.53352581977785,272.44023098373657,148830.35908658855,15.34,0.10299999999999999]
[null,null,null,null,null,214.89348140001238,272.87217768001801,149292.85236669748,15.34,0.10299999999999999]
[null,null,null,null,null,215.2534369802469,273.30412437629946,149756.07833669652,15.34,0.10199999999999999]
[null,null,null,null,null,215.61339256048143,273.7360710725809,150220.03699658572,15.34,0.10199999999999999]
[null,null,null,null,null,{"$f":"F602+B$13","v":215.97334814071596},{"$f":"G602+(B$8/100)*(F603-F602)*60","v":274.16801776886234},{"$f":"($B$9-$B$9*($B$12/360.000000000001))+$B$7*PI()*(G603^2)*($B$12/360.000000000001)","v":150684.72834636504},15.34,{"$f":"ROUND(I603*1000000/(H603*1000),2-INT(LOG10(ABS(I603*1000000/(H603*1000)))))","v":0.10199999999999999}]

{"sheet":"Attribut bränslen","index":3,"n_rows":6,"n_cols":4,"rows_kept":6,"cut":false,"hidden":true,"merged":[]}
["Bränsle","Ethanol (vol%)","Mean Ether (g/l)","WAF Ether (ug/l)"]
["Ethanol 85",85,7.61,96576.224702644657]
["Petrol 95 Octane",10,1.44,3018.6]
["Petrol 98 Octane",5,14.99,103081.05224711885]
["MK1 Diesel",0,0.2,767]
["HVO",0,0.25,941.8]

{"sheet":"Figurer","index":4,"n_rows":603,"n_cols":12,"rows_kept":603,"cut":false,"hidden":true,"merged":[]}
[null,"0.5 cm/s","20C","5C",null,null,null,null,"2 cm/s","20C","5C"]
["Tid (min)","Concentration (without evap.)","Concentration (with evap., 20℃)","Concentration (with evap., 5℃)","Odour threshold",null,null,"Tid (min)","Concentration (without evap.)","Concentration (with evap., 20℃)","Concentration (with evap., 5℃)","Odour threshold"]
[0,102,102,102,4,null,null,0,102,102,102,4]
[1,102,100.97440344394639,101.54420748257959,4,null,null,1,100,99.416620117609725,99.977450633661547,4]
[2,101,99.872534832586041,101.00288708710826,4,null,null,2,97.9,96.713537083333335,97.807771687734515,4]
[3,101,98.775529650627632,100.45716961793299,4,null,null,3,95.7,93.986231976048813,95.585792861645999,4]
[4,100,97.683615382304012,99.907283299672102,4,null,null,4,93.4,91.248260227285542,93.324719952314993,4]
[5,99.5,96.597011952462793,99.353454079612646,4,null,null,5,91.1,88.512068289630548,91.03692417985836,4]
[6,98.9,95.515931708726768,98.795905467765792,4,null,null,6,88.9,85.788943853894907,88.733862874576786,4]
[7,98.4,94.440579415166809,98.234858385441456,4,null,null,7,86.6,83.088996334865257,86.426029418515384,4]
[8,97.9,93.371152257084816,97.67053102233578,4,null,null,8,84.3,80.421163409183478,84.122929231427037,4]
[9,97.3,92.307839856479291,97.103138702101148,4,null,null,9,82,77.793239210023842,81.83307823129644,4]
[10,96.8,91.250824297769242,96.53289375634975,4,null,null,10,79.8,75.211919838382613,79.564020073392484,4]
[11,96.2,90.200280163330731,95.960005407019423,4,null,null,11,77.5,72.682862084318572,77.322358533524437,4]
[12,95.7,89.156374578403131,95.384679657012498,4,null,null,12,75.3,70.21075160989578,75.113801604236116,4]
[13,95.1,88.119267264911457,94.807119189000019,4,null,null,13,73.2,67.799377281074726,72.943214173384646,4]
[14,94.5,87.089110603753838,94.227523272269124,4,null,null,14,71,65.451708808056623,70.814676514457048,4]
[15,94,86.066049705092439,93.646087677473801,4,null,null,15,69,63.169975330705846,68.731546205173316,4]
[16,93.4,85.050222486199544,93.063004599137074,4,null,null,16,66.900000000000006,60.955743043957511,66.696521480399454,4]
[17,92.8,84.041759756397269,92.478462585738598,4,null,null,17,65,58.809990381211385,64.711704398728443,4]
[18,92.3,83.040785308648651,91.892646477211954,4,null,null,18,63,56.733179651719027,62.778662546747455,4]
[19,91.7,82.047416017343195,91.305737349662664,4,null,null,19,61.2,54.72532435600538,60.898488313411207,4]
[20,91.1,81.061761941845504,90.717912467112114,4,null,null,20,59.3,52.786051680503761,59.071855035454121,4]
[21,90.6,80.083926435367417,90.129345240061554,4,null,null,21,57.6,50.914659900633723,57.299069542741414,4]
[22,90,79.114006258736495,89.54020519066512,4,null,null,22,55.9,49.110170604238434,55.580120821388803,4]
[23,89.4,78.152091698648377,88.950657924294873,4,null,null,23,54.2,47.371375789363817,53.914724665246851,4]
[24,88.9,77.198266689984081,88.360865107272687,4,null,null,24,52.6,45.696879997104752,52.302364306688062,4]
[25,88.3,76.252608941807793,87.770984450546777,4,null,null,25,51,44.085137716996165,50.742327109641039,4]
[26,87.7,75.315190066643936,87.181169699078509,4,null,null,26,49.5,42.534486354303816,49.233737475646343,4]
[27,87.1,74.386075712667349,86.591570626711274,4,null,null,27,48.1,41.043175080290574,47.775586161346503,4]
[28,86.6,73.465325698437113,86.002333036285705,4,null,null,28,46.7,39.609389902273413,46.366756236945058,4]
[29,86,72.552994149825125,85.413598764769276,4,null,null,29,45.3,38.231275293701529,45.006045933061692,4]
[30,85.4,71.649129638797319,84.825505693164999,4,null,null,30,44,36.906952718637903,43.692188630939071,4]
[31,84.9,70.753775323727581,84.238187760967776,4,null,null,31,42.7,35.634536372503099,42.423870250570282,4]
[32,84.3,69.866969090923902,83.65177498493577,4,null,null,32,41.5,34.412146443801156,41.199744285053448,4]
[33,83.7,68.98874369707498,83.066393481948779,4,null,null,33,40.299999999999997,33.237920181475992,40.018444719031635,4]
[34,83.1,68.119126912324504,82.482165495725539,4,null,null,34,39.200000000000003,32.110021030844763,38.878597055790664,4]
[35,82.6,67.258141663708358,81.899209427178263,4,null,null,35,38.1,31.026646078707461,37.778827662547357,4]
[36,82,66.405806178690398,81.317639868182525,4,null,null,36,37,29.986032026000998,36.717771627498138,4]
[37,81.400000000000006,65.562134128553069,80.737567638548157,4,null,null,37,36,28.986459884778423,35.694079305951256,4]
[38,80.900000000000006,64.727134771413205,80.159099825978899,4,null,null,38,35,28.026258575716064,34.706421716807085,4]
[39,80.3,63.900813094641684,79.582339828814142,4,null,null,39,34.1,27.103807583048251,33.753494935120472,4]
[40,79.8,63.083169956482692,79.007387401351338,4,null,null,40,33.1,26.217538805906955,32.834023611705753,4]
[41,79.2,62.274202226680565,78.434338701552079,4,null,null,41,32.299999999999997,25.365937728604088,31.946763736886112,4]
[42,78.599999999999994,61.47390292593213,77.863286340941528,4,null,null,42,31.4,24.547544017410051,31.090504752619715,4]
[43,78.099999999999994,60.682261363999622,77.294319436515352,4,null,null,43,30.6,23.76095163784824,30.264071105402639,4]
[44,77.5,59.899263276325385,76.727523664475456,4,null,null,44,29.8,23.004808574362901,29.466323321544877,4]
[45,77,59.124890959005846,76.162981315620314,4,null,null,45,29,22.277816223353437,28.696158676620797,4]
[46,76.400000000000006,58.359123401993685,75.60077135222356,4,null,null,46,28.3,21.578728520910886,27.95251152206356,4]
[47,75.900000000000006,57.601936420402239,75.040969466238778,4,null,null,47,27.5,20.906350858044707,27.234353323949293,4]
[48,75.3,56.853302783806861,74.483648138676102,4,null,null,48,26.8,20.259538828655486,26.540692461940381,4]
[49,74.8,56.113192343435443,73.928876700001368,4,null,null,49,26.2,19.637196848886976,25.87057383006012,4]
[50,74.2,55.381572157166779,73.376721391416538,4,null,null,50,25.5,19.038276680705454,25.22307827539019,4]
[51,73.7,54.658406612245038,72.827245426883337,4,null,null,51,24.9,18.461775887494593,24.597321905849547,4]
[52,73.2,53.943657545646111,72.280509055761271,4,null,null,52,24.3,17.906736245062806,23.992455293868268,4]
[53,72.599999999999994,53.237284362029683,71.736569625935772,4,null,null,53,23.7,17.37224212764643,23.407662598952331,4]
[54,72.099999999999994,52.539244149220409,71.195481647317791,4,null,null,54,23.1,16.857418885195276,22.842160628789301,4]
[55,71.599999999999994,51.849491791175176,70.657296855604031,4,null,null,55,22.6,16.36143122538558,22.295197855620977,4]
[56,71,51.167980078392098,70.122064276190471,4,null,null,56,22.1,15.883481611362349,21.766053402058684,4]
[57,70.5,50.494659815733883,69.58983028813924,4,null,null,57,21.5,15.422808684115479,21.254036008297312,4]
[58,70,49.829479927635788,69.060638688104547,4,null,null,58,21,14.978685716607504,20.758482990759326,4]
[59,69.5,49.172387560681571,68.534530754127033,4,null,null,59,20.6,14.550419105243225,20.278759200530367,4]
[60,69,48.523328183535497,68.011545309214512,4,null,null,60,20.100000000000001,14.137346902978305,19.814255988507544,4]
[61,68.5,47.882245684219143,67.491718784628219,4,null,null,61,19.600000000000001,13.738837397269464,19.364390182938489,4]
[62,68,47.249082464735835,66.975085282802851,4,null,null,62,19.2,13.354287735146743,18.928603083960994,4]
[63,67.400000000000006,46.6237795330415,66.461676639830543,4,null,null,63,18.8,12.983122596916566,18.506359478836533,4]
[64,66.900000000000006,46.006276592373943,65.951522487444876,4,null,null,64,18.399999999999999,12.624792919359342,18.097146680787375,4]
[65,66.400000000000006,45.396512127949705,65.444650314446804,4,null,null,65,18,12.278774668753128,17.700473593679028,4]
[66,66,44.794423491044626,64.941085527514971,4,null,null,66,17.600000000000001,11.944567663615137,17.315869804221776,4]
[67,65.5,44.199946980482352,64.4408515113536,4,null,null,67,17.2,11.621694446694754,16.942884702884857,4]
[68,65,43.613017921546913,63.943969688127346,4,null,null,68,16.8,11.309699205463488,16.581086634311081,4]
[69,64.5,43.03357074235381,63.450459576143878,4,null,null,69,16.5,11.008146740117303,16.230062077680444,4]
[70,64,42.46153904770317,62.960338847743721,4,null,null,70,16.2,10.716621477925379,15.889414857187351,4]
[71,63.5,41.896855690451346,62.473623386362625,4,null,null,71,15.8,10.434726532623445,15.558765382561301,4]
[72,63,41.33945284043255,61.990327342735085,4,null,null,72,15.5,10.162082807444547,15.237749919366827,4]
[73,62.6,40.789262050969079,61.510463190210338,4,null,null,73,15.2,9.8983281403103369,14.926019888662363,4]
[74,62.1,40.246214323008459,61.034041779156261,4,null,null,74,14.9,9.6431164896556041,14.623241195469078,4]
[75,61.6,39.710240166928479,60.561072390428279,4,null,null,75,14.6,9.3961171593341817,14.329093585401605,4]
[76,61.2,39.181269662050553,60.091562787884563,4,null,null,76,14.3,9.1570140610416075,14.043270028733016,4]
[77,60.7,38.659232513908037,59.62551926993121,4,null,null,77,14,8.9255050126974815,13.765476131107766,4]
[78,60.3,38.144058109309327,59.162946720082289,4,null,null,78,13.7,8.7013010712422414,13.495429570072051,4]
[79,59.8,37.63567556924712,58.703848656524855,4,null,null,79,13.5,8.4841258983306158,13.232859556561866,4]
[80,59.3,37.134013799694316,58.248227280678059,4,null,null,80,13.2,8.2737151574348644,12.97750632046986,4]
[81,58.9,36.639001540338896,57.796083524740673,4,null,null,81,13,8.069815940908212,12.729120619403103,4]
[82,58.5,36.150567411302418,57.347417098220774,4,null,null,82,12.7,7.8721862256015909,12.487463269742655,4]
[83,58,35.668639957889759,56.902226533445443,4,null,null,83,12.5,7.6805943556713441,12.252304699120888,4]
[84,57.6,35.193147693421786,56.46050923004875,4,null,null,84,12.3,7.4948185512635233,12.023424519443093,4]
[85,57.1,34.724019140195118,56.022261498437949,4,null,null,85,12,7.314646441808776,11.800611119594464,4]
[86,56.7,34.261182868621951,55.587478602240786,4,null,null,86,11.8,7.1398746227114112,11.58366127699197,4]
[87,56.3,33.804567534594277,55.156154799736228,4,null,null,87,11.6,6.9703082342666507,11.37237978716122,4]
[88,55.9,33.354101915124865,54.728283384274363,4,null,null,88,11.4,6.8057605616892065,11.166579110541576,4]
[89,55.4,32.909714942309805,54.303856723690423,4,null,null,89,11.2,6.6460526551855503,10.966079035746882,4]
[90,55,32.471335735663537,53.882866298721069,4,null,null,90,11,6.4910129690508471,10.770706358535049,4]
[91,54.6,32.038893632871009,53.465302740430694,4,null,null,91,10.8,6.3404770188181754,10.580294575765606,4]
[92,54.2,31.612318219006767,53.051155866656664,4,null,null,92,10.6,6.1942870555342413,10.394683593651227,4]
[93,53.8,31.19153935426537,52.640414717484461,4,null,null,93,10.4,6.0522917562797254,10.21371944963566,4]
[94,53.4,30.776487200250827,52.233067589762967,4,null,null,94,10.3,5.9143459300961281,10.037254047257512,4]
[95,53,30.367092244869468,51.829102070671787,4,null,null,95,10.1,5.7803102385220155,9.8651449033853531,4]
[96,52.6,29.96328532587231,51.428505070353459,4,null,null,96,9.92,5.6500509299819912,9.6972549072359655,4]
[97,52.2,29.56499765308811,51.031262853622628,4,null,null,97,9.75,5.5234395873093796,9.5334520906126237,4]
[98,51.8,29.172160829395406,50.637361070766957,4,null,null,98,9.59,5.4003528877215361,9.3736094088256294,4]
[99,51.4,28.784706870470821,50.24678478745242,4,null,null,99,9.43,5.2806723746004165,9.2176045317810722,4]
[100,51,28.402568223359797,49.85951851374886,4,null,null,100,9.2799999999999994,5.1642842404658813,9.0653196447475697,4]
[101,50.7,28.025677783908566,49.475546232289872,4,null,null,101,9.1300000000000008,5.0510791205601917,8.9166412583332875,4]
[102,50.3,27.653968913097021,49.094851425581808,4,null,null,102,8.98,4.9409518964933952,8.7714600272273628,4]
[103,49.9,27.28737545231526,48.717417102479018,4,null,null,103,8.84,4.8338015094279774,8.6296705772812228,4]
[104,49.5,26.925831737617674,48.343225823838672,4,null,null,104,8.6999999999999993,4.7295307823087303,8.4911713405252822,4]
[105,49.2,26.569272612996155,47.97225972737327,4,null,null,105,8.56,4.6280462506700779,8.3558643977360614,4]
[106,48.8,26.217633442707509,47.604500551715425,4,null,null,106,8.43,4.5292580015780235,8.2236553281875082,4]
[107,48.4,25.870850122690584,47.239929659711791,4,null,null,107,8.3000000000000007,4.4330795202873849,8.094453066238092,4]
[108,48.1,25.528859091109087,46.878528060961969,4,null,null,108,8.17,4.3394275442173722,7.968169764422262,4]
[109,47.7,25.191597338054422,46.520276433619152,4,null,null,109,8.0500000000000007,4.2482219238700045,7.8447206627313548,4]
[110,47.4,24.859002414440397,46.165155145468233,4,null,null,110,7.93,4.1593854903354455,7.7240239637842887,4]
[111,47,24.531012440123884,45.813144274297997,4,null,null,111,7.81,4.0728439290481484,7.6060007136037182,4]
[112,46.7,24.207566111281409,45.464223627583799,4,null,null,112,7.69,3.9885256594746679,7.490574687726931,4]
[113,46.3,23.888602707073893,45.118372761496602,4,null,null,113,7.58,3.9063617204322361,7.3776722823946654,4]
[114,46,23.574062095627603,44.775570999254512,4,null,null,114,7.46,3.8262856607521893,7.2672224105735745,4]
[115,45.6,23.263884739361437,44.435797448832993,4,null,null,115,7.35,3.7482334350185802,7.1591564025805932,4]
[116,45.3,22.958011699688473,44.099031020049608,4,null,null,116,7.25,3.6721433041257194,7.0534079110885557,4]
[117,45,22.656384641118155,43.76525044103883,4,null,null,117,7.14,3.5979557404131626,6.9499128203040765,4]
[118,44.7,22.358945834786361,43.434434274132698,4,null,null,118,7.04,3.5256133371484086,6.848609159118662,4]
[119,44.3,22.065638161439011,43.106560931162775,4,null,null,119,6.94,3.4550607221407517,6.7494370180442607,4]
[120,44,21.776405113892508,42.781608688198219,4,null,null,120,6.84,3.3862444752804453,6.652338469753829,4]
[121,43.7,21.491190798997721,42.459555699735667,4,null,null,121,6.75,3.3191130498088475,6.5572574930564889,4]
[122,43.4,21.209939939127597,42.140380012355315,4,null,null,122,6.65,3.2536166971350942,6.4641399001453914,4]
[123,43,20.932597873212778,41.82405957785744,4,null,null,123,6.56,3.1897073950247523,6.3729332669643899,4]
[124,42.7,20.659110557346885,41.510572265895036,4,null,null,124,6.47,3.1273387789950422,6.2835868665475347,4]
[125,42.4,20.389424564981478,41.199895876115065,4,null,null,125,6.38,3.0664660767600309,6.1960516051923511,4]
[126,42.1,20.123487086731721,40.892008149823617,4,null,null,126,6.29,3.0070460455771069,6.110279961335106,4]
[127,41.8,19.861245929811695,40.586886781187779,4,null,null,127,6.21,2.9490369123541114,6.0262259270025718,4]
[128,41.5,19.602649517118966,40.284509427988183,4,null,null,128,6.12,2.8923983163838081,5.943844951721232,4]
[129,41.2,19.347646885985675,39.984853721934826,4,null,null,129,6.04,2.8370912545789371,5.8630938887704902,4]
[130,40.9,19.09618768661505,39.687897278560193,4,null,null,130,5.96,2.7830780290883226,5.7839309436724013,4]
[131,40.6,18.848222180217935,39.393617706700681,4,null,null,131,5.88,2.7303221971798282,5.706315624815371,4]
[132,40.299999999999997,18.603701236868368,39.101992617580386,4,null,null,132,5.81,2.6787885232828259,5.6302086961146687,4]
[133,40,18.362576333092047,38.812999633508397,4,null,null,133,5.73,2.6284429330873471,5.555572131617021,4]
[134,39.799999999999997,18.124799549203111,38.526616396201661,4,null,null,134,5.66,2.5792524696031514,5.4823690719613705,4]
[135,39.5,17.890323566404284,38.242820574745487,4,null,null,135,5.58,2.5311852510864545,5.4105637826120594,4]
[136,39.200000000000003,17.659101663663588,37.961589873202456,4,null,null,136,5.51,2.4842104307468462,5.3401216137847154,4]
[137,38.9,17.4310877143817,37.682902037881377,4,null,null,137,5.44,2.4382981581513667,5.2710089619890965,4]
[138,38.6,17.206236182862547,37.406734864276508,4,null,null,138,5.37,2.3934195422469897,5.2031932331167674,4]
[139,38.4,16.984502120599377,37.133066203688443,4,null,null,139,5.31,2.3495466159265423,5.1366428070049626,4]
[140,38.1,16.765841162388572,36.861873969536283,4,null,null,140,5.24,2.3066523020670839,5.0713270034112989,4]
[141,37.799999999999997,16.550209522282248,36.593136143371787,4,null,null,141,5.18,2.2647103809729963,5.0072160493371163,4]
[142,37.6,16.337563989390585,36.326830780604581,4,null,null,142,5.1100000000000003,2.2236954591597846,4.9442810476402359,4]
[143,37.299999999999997,16.127861923544973,36.062936015948871,4,null,null,143,5.05,2.1835829394175068,4.8824939468807136,4]
[144,37,15.921061250831162,35.801430068600382,4,null,null,144,4.99,2.1443489920958347,4.8218275123459184,4]
[145,36.799999999999997,15.717120459002698,35.542291247152946,4,null,null,145,4.93,2.1059705275556717,4.7622552982036348,4]
[146,36.5,15.515998592783347,35.285497954263228,4,null,null,146,4.87,2.0684251697347431,4.7037516207345602,4]
[147,36.299999999999997,15.317655249068025,35.031028691072969,4,null,null,147,4.8099999999999996,2.0316912307776041,4.6462915325976573,4]
[148,36,15.122050572029895,34.778862061396104,4,null,null,148,4.75,1.9957476866823134,4.5898507980840471,4]
[149,35.799999999999997,14.929145248142438,34.52897677567978,4,null,null,149,4.7,1.9605741539188393,4.5344058693173128,4]
[150,35.5,14.738900501123489,34.281351654746899,4,null,null,150,4.6399999999999997,1.9261508669762131,4.479933863359836,4]
[151,35.299999999999997,14.551278086809154,34.035965633327564,4,null,null,151,4.59,1.8924586567975137,4.426412540186897,4]
[152,35,14.366240287964551,33.792797763387711,4,null,null,152,4.53,1.8594789300638468,4.373820281491863,4]
[153,34.799999999999997,14.183749909038095,33.551827217261575,4,null,null,153,4.4800000000000004,1.8271936492901728,4.3221360702875504,4]
[154,34.5,14.003770270865024,33.313033290595101,4,null,null,154,4.43,1.7955853136978077,4.2713394712704424,4]
[155,34.299999999999997,13.826265205327996,33.076395405107675,4,null,null,155,4.38,1.7646369408298899,4.2214106119159744,4]
[156,34.1,13.651199049978489,32.841893111178123,4,null,null,156,4.33,1.7343320488778193,4.1723301642745589,4]
[157,33.799999999999997,13.478536642625928,32.609506090262222,4,null,null,157,4.28,1.7046546396882107,4.1240793274393228,4]
[158,33.6,13.3082433158997,32.379214157147373,4,null,null,158,4.2300000000000004,1.6755891824212039,4.0766398106579889,4]
[159,33.4,13.140284891788292,32.1509972620509,4,null,null,159,4.18,1.647120597832437,4.0299938170623966,4]
[160,33.1,12.974627676161145,31.924835492567706,4,null,null,160,4.1399999999999997,1.6192342431522304,3.9841240279905232,4]
[161,32.9,12.81123845327755,31.700709075473259,4,null,null,161,4.09,1.5919158975368737,3.9390135878768744,4]
[162,32.700000000000003,12.65008448028645,31.478598378387016,4,null,null,162,4.05,1.5651517480677983,3.8946460896882136,4]
[163,32.5,12.49113348172177,31.25848391130225,4,null,null,163,4,1.538928376275847,3.8510055608826717,4]
[164,32.299999999999997,12.334353643996973,31.040346327987098,4,null,null,164,3.96,1.513232745168714,3.8080764498711912,4]
[165,32,12.179713609902349,30.824166427261876,4,null,null,165,3.91,1.4880521867406151,3.7658436129611896,4]
[166,31.8,12.027182473108628,30.609925154157832,4,null,null,166,3.87,1.4633743899443645,3.7242923017633096,4]
[167,31.6,11.876729772680202,30.397603600961787,4,null,null,167,3.83,1.4391873891066975,3.6834081510427716,4]
[168,31.4,11.728325487601159,30.18718300815156,4,null,null,168,3.79,1.4154795527687589,3.6431771669978574,4]
[169,31.2,11.58194003131681,29.978644765226271,4,null,null,169,3.75,1.3922395729343899,3.6035857159486762,4]
[170,31,11.437544246293571,29.771970411436051,4,null,null,170,3.71,1.3694564547095449,3.5646205134201185,4]
[171,30.8,11.29510939859988,29.567141636415318,4,null,null,171,3.67,1.347119506317159,3.5262686136036621,4]
[172,30.6,11.154607172510559,29.364140280723536,4,null,null,172,3.63,1.3252183294721729,3.4885173991832525,4]
[173,30.4,11.016009665136739,29.162948336297216,4,null,null,173,3.59,1.3037428101023258,3.4513545715111951,4]
[174,30.2,10.879289381083986,28.963547946817489,4,null,null,174,3.56,1.2826831094009126,3.4147681411205699,4]
[175,30,10.744419227139858,28.765921407996167,4,null,null,175,3.52,1.2620296551981975,3.3787464185612115,4]
[176,29.8,10.611372506993625,28.570051167784193,4,null,null,176,3.48,1.2417731336389217,3.3432780055469165,4]
[177,29.6,10.480122915989488,28.37591982650591,4,null,null,177,3.45,1.2219044811537907,3.3083517864020395,4]
[178,29.4,10.350644535914682,28.183510136922177,4,null,null,178,3.41,1.2024148767133283,3.2739569197960341,4]
[179,29.2,10.222911829824866,27.99280500422579,4,null,null,179,3.38,1.1832957343531409,3.2400828307552025,4]
[180,29,10.096899636907226,27.803787485972048,4,null,null,180,3.34,1.1645386959598134,3.2067192029410645,4]
[181,28.8,9.9725831673833749,27.616440791947518,4,null,null,181,3.31,1.1461356243075431,3.1738559711855161,4]
[182,28.6,9.8499379974526651,27.430748283979806,4,null,null,182,3.28,1.1280785963356001,3.1414833142730454,4]
[183,28.4,9.7289400642777757,27.24669347569116,4,null,null,183,3.25,1.1103598966574144,3.1095916479609351,4]
[184,28.3,9.6095656610128373,27.064260032198352,4,null,null,184,3.21,1.0929720112924373,3.0781716182285797,4]
[185,28.1,9.4917914318757468,26.883431769761852,4,null,null,185,3.18,1.0759076216121304,3.0472140947474853,4]
[186,27.9,9.3755943672647408,26.704192655386024,4,null,null,186,3.15,1.0591595984920417,3.0167101645638543,4]
[187,27.7,9.2609517989211287,26.526526806373635,4,null,null,187,3.12,1.0427209966621154,2.986651125985988,4]
[188,27.5,9.1478413951377817,26.350418489836187,4,null,null,188,3.09,1.0265850492476578,2.957028482668989,4]
[189,27.4,9.0362411560147216,26.175852122162635,4,null,null,189,3.06,1.0107451624939561,2.9278339378896874,4]
[190,27.2,8.9261294087621526,26.002812268448732,4,null,null,190,3.03,0.99519491066745336,2.8990593890048548,4]
[191,27,8.8174848030517374,25.831283641888859,4,null,null,191,3,0.9799280311270725,2.8706969220861294,4]
[192,26.8,8.7102863064157656,25.66125110313223,4,null,null,192,2.97,0.96493841955920645,2.8427388067253072,4]
[193,26.7,8.6045131996958428,25.492699659605766,4,null,null,193,2.95,0.95022012537043699,2.8151774910039258,4]
[194,26.5,8.5001450725404464,25.325614464805035,4,null,null,194,2.92,0.93576734723205268,2.7880055966212849,4]
[195,26.3,8.3971618189519059,25.159980817555372,4,null,null,195,2.89,0.9215744287708505,2.7612159141753048,4]
[196,26.2,8.2955436328834011,24.995784161244554,4,null,null,196,2.86,0.90763585440083205,2.7348013985907897,4]
[197,26,8.1952710038856011,24.833010083029073,4,null,null,197,2.84,0.89394624529066569,2.7087551646899821,4]
[198,25.8,8.0963247128037672,24.671644313015236,4,null,null,198,2.81,0.88050035546198069,2.6830704829003365,4]
[199,25.7,7.9986858275244561,24.511672723416627,4,null,null,199,2.78,0.86729306801372841,2.6577407750948163,4]
[200,25.5,7.9023356987731166,24.353081327689715,4,null,null,200,2.76,0.8543193914681031,2.6327596105600253,4]
[201,25.4,7.8072559559616446,24.195856279648655,4,null,null,201,2.73,0.84157445623362848,2.6081207020878208,4]
[202,25.2,7.7134285030860719,24.039983872560715,4,null,null,202,2.71,0.82905351118122339,2.5838179021860848,4]
[203,25,7.6208355146748694,23.885450538223733,4,null,null,203,2.68,0.81675192032921184,2.5598451994046241,4]
[204,24.9,7.5294594317871306,23.732242846026892,4,null,null,204,2.66,0.80466515963341689,2.5361967147722062,4]
[205,24.7,7.4392829580608035,23.580347501995615,4,null,null,205,2.64,0.79278881387859912,2.512866698340972,4]
[206,24.6,7.3502890558110758,23.429751347822311,4,null,null,206,2.61,0.78111857366770998,2.489849525834583,4]
[207,24.4,7.2624609421781852,23.280441359883529,4,null,null,207,2.59,0.76965023250545395,2.4671396953965528,4]
[208,24.3,7.1757820853251806,23.13240464824505,4,null,null,208,2.57,0.75837968397293121,2.4447318244354541,4]
[209,24.1,7.0902362006845738,22.985628455655448,4,null,null,209,2.54,0.74730291899013768,2.422620646563693,4]
[210,24,7.0058072472546948,22.840100156529601,4,null,null,210,2.52,0.73641602316329069,2.4008010086267375,4]
[211,23.8,6.9224794239443241,22.695807255922553,4,null,null,211,2.5,0.72571517421403708,2.3792678678197996,4]
[212,23.7,6.8402371659664132,22.552737388495238,4,null,null,212,2.48,0.71519663948772516,2.3580162888890581,4]
[213,23.6,6.7590651412798977,22.410878317472196,4,null,null,213,2.46,0.70485677353802334,2.3370414414146126,4]
[214,23.4,6.6789482470794246,22.270217933592857,4,null,null,214,2.44,0.69469201578527207,2.3163385971725221,4]
[215,23.3,6.5998716063329841,22.13074425405647,4,null,null,215,2.41,0.68469888824604097,2.2959031275732618,4]
[216,23.1,6.5218205643667311,21.992445421462069,4,null,null,216,2.39,0.67487399333151477,2.2757305011741771,4]
[217,23,6.4447806854968519,21.855309702743686,4,null,null,217,2.37,0.66521401171230798,2.2558162812634577,4]
[218,22.9,6.3687377497080071,21.719325488101827,4,null,null,218,2.35,0.65571570024755066,2.2361561235133576,4]
[219,22.7,6.2936777493780269,21.584481289931627,4,null,null,219,2.33,0.64637588997600381,2.2167457737003913,4]
[220,22.6,6.2195868860485124,21.450765741748626,4,null,null,220,2.31,0.63719148416719262,2.197581065490378,4]
[221,22.4,6.1464515672409012,21.31816759711246,4,null,null,221,2.29,0.62815945643051474,2.1786579182862185,4]
[222,22.3,6.0742584033173967,21.186675728549083,4,null,null,222,2.2799999999999998,0.61927684888041168,2.1599723351364215,4]
[223,22.2,6.0029942043868481,21.056279126472358,4,null,null,223,2.2599999999999998,0.61054077035575949,2.1415204007024484,4]
[224,22.1,5.9326459772545235,20.926966898105171,4,null,null,224,2.2400000000000002,0.6019483946916353,2.1232982792829747,4]
[225,21.9,5.8632009224159436,20.79872826640079,4,null,null,225,2.2200000000000002,0.59349695904182143,2.1053022128933288,4]
[226,21.8,5.7946464310937165,20.671552568964866,4,null,null,226,2.2000000000000002,0.585183762250301,2.0875285193982935,4]
[227,21.7,5.7269700823177994,20.545429256978569,4,null,null,227,2.1800000000000002,0.57700616327021248,2.0699735906966645,4]
[228,21.5,5.6601596400475316,20.420347894123204,4,null,null,228,2.17,0.56896157962864857,2.0526338909558941,4]
[229,21.4,5.5942030503363123,20.2962981555069,4,null,null,229,2.15,0.56104748593589648,2.0355059548952976,4]
[230,21.3,5.5290884385373946,20.173269826593501,4,null,null,230,2.13,0.55326141243760274,2.0185863861162825,4]
[231,21.2,5.4648041065509876,20.051252802134336,4,null,null,231,2.11,0.54560094360854117,2.0018718554781696,4]
[232,21,5.4013385301119072,19.930237085102902,4,null,null,232,2.1,0.53806371678659892,1.9853590995181862,4]
[233,20.9,5.3386803561174627,19.810212785633098,4,null,null,233,2.08,0.53064742084575223,1.9690449189142754,4]
[234,20.8,5.2768183999948697,19.69117011996105,4,null,null,234,2.06,0.52334979490671807,1.9529261769894102,4]
[235,20.7,5.2157416431081529,19.573099409371114,4,null,null,235,2.0499999999999998,0.51616862708414823,1.9369997982561582,4]
[236,20.6,5.1554392302035925,19.455991079145967,4,null,null,236,2.0299999999999998,0.50910175326919005,1.9212627670002538,4]
[237,20.399999999999999,5.0959004668936334,19.339835657521622,4,null,null,237,2.0099999999999998,0.50214705594625786,1.9057121259020007,4]
[238,20.3,5.0371148171785158,19.224623774646915,4,null,null,238,2,0.49530246304301551,1.8903449746943861,4]
[239,20.2,4.9790719010053097,19.110346161548289,4,null,null,239,1.98,0.48856594681245236,1.8751584688567562,4]
[240,20.100000000000001,4.9217614918639079,18.996993649099867,4,null,null,240,1.97,0.48193552274611345,1.8601498183430358,4]
[241,20,4.8651735144192809,18.884557166998949,4,null,null,241,1.95,0.4754092485174698,1.8453162863434327,4]
[242,19.899999999999999,4.8092980421799822,18.77302774274736,4,null,null,242,1.94,0.46898522295451978,1.830655188078617,4]
[243,19.8,4.7541252952017929,18.662396500638582,4,null,null,243,1.92,0.46266158504070409,1.8161638896254586,4]
[244,19.600000000000001,4.6996456378267499,18.552654660751088,4,null,null,244,1.91,0.4564365129432707,1.8018398067733352,4]
[245,19.5,4.645849576456464,18.443793537947816,4,null,null,245,1.89,0.45030822306824358,1.7876804039101468,4]
[246,19.399999999999999,4.5927277573598628,18.335804540882236,4,null,null,246,1.88,0.44427496914118347,1.7736831929371621,4]
[247,19.3,4.5402709645142583,18.228679171010739,4,null,null,247,1.86,0.43833504131294271,1.7598457322118133,4]
[248,19.2,4.4884701174799266,18.122409021611908,4,null,null,248,1.85,0.43248676528968094,1.7461656255176976,4]
[249,19.100000000000001,4.4373162693072139,18.016985776812518,4,null,null,249,1.84,0.42672850148636371,1.7326405210609108,4]
[250,19,4.3868006044761154,17.912401210620541,4,null,null,250,1.82,0.42105864420309225,1.7192681104920238,4]
[251,18.899999999999999,4.3369144368676462,17.808647185965118,4,null,null,251,1.81,0.4154756208235118,1.7060461279529033,4]
[252,18.8,4.2876492077666679,17.705715653743731,4,null,null,252,1.8,0.40997789103469395,1.6929723491477091,4]
[253,18.7,4.2389964838956287,17.603598651876585,4,null,null,253,1.78,0.40456394606782103,1.6800445904373316,4]
[254,18.600000000000001,4.1909479554789639,17.502288304368335,4,null,null,254,1.77,0.3992323079590408,1.6672607079566468,4]
[255,18.5,4.1434954343374422,17.401776820377187,4,null,null,255,1.76,0.39398152882993842,1.6546185967538942,4]
[256,18.399999999999999,4.0966308520124972,17.302056493291534,4,null,null,256,1.74,0.38881019018698909,1.6421161899515704,4]
[257,18.3,4.0503462579194469,17.203119699813982,4,null,null,257,1.73,0.38371690223947352,1.6297514579282371,4]
[258,18.2,4.0046338175298404,17.104958899053148,4,null,null,258,1.72,0.37870030323528925,1.617522407520642,4]
[259,18.100000000000001,3.9594858105821231,17.007566631622982,4,null,null,259,1.71,0.37375905881414084,1.6054270812455773,4]
[260,18,3.9148946293202798,16.910935518749724,4,null,null,260,1.69,0.36889186137760277,1.5934635565409381,4]
[261,17.899999999999999,3.8708527767601808,16.815058261386767,4,null,null,261,1.68,0.36409742947555968,1.5816299450254336,4]
[262,17.8,3.8273528649830322,16.719927639337079,4,null,null,262,1.67,0.3593745072085523,1.5699243917764352,4]
[263,17.7,3.7843876134556678,16.625536510383526,4,null,null,263,1.66,0.35472186364555636,1.5583450746254526,4]
[264,17.600000000000001,3.7419498473772461,16.531877809427002,4,null,null,264,1.65,0.35013829225676807,1.5468902034707712,4]
[265,17.5,3.7000324960518998,16.438944547632278,4,null,null,265,1.63,0.3456226103609481,1.5355580196067466,4]
[266,17.399999999999999,3.6586285912871253,16.346729811581813,4,null,null,266,1.62,0.34117365858691562,1.5243467950693179,4]
[267,17.3,3.6177312658172807,16.255226762437392,4,null,null,267,1.61,0.33679030034878216,1.5132548319973045,4]
[268,17.2,3.5773337517519672,16.164428635109502,4,null,null,268,1.6,0.33247142133453444,1.5022804620090286,4]
[269,17.100000000000001,3.5374293790489895,16.074328737434779,4,null,null,269,1.59,0.32821592900759455,1.4914220455938703,4]
[270,17,3.49801157401129,15.984920449361049,4,null,null,270,1.58,0.32402275212097192,1.480677971518338,4]
[271,16.899999999999999,3.4590738578077445,15.896197222140472,4,null,null,271,1.57,0.3198908402436787,1.4700466562462737,4]
[272,16.8,3.4206098450172449,15.808152577530292,4,null,null,272,1.56,0.31581916329902987,1.4595265433727891,4]
[273,16.8,3.3826132421959114,15.720780107001682,4,null,null,273,1.54,0.31180671111452052,1.4491161030715944,4]
[274,16.7,3.3450778464668267,15.634073470956066,4,null,null,274,1.53,0.3078524929829522,1.4388138315553372,4]
[275,16.600000000000001,3.307997544132284,15.548026397949524,4,null,null,275,1.52,0.30395553723447599,1.4286182505486069,4]
[276,16.5,3.2713663093078953,15.462632683924872,4,null,null,276,1.51,0.30011489081927822,1.418527906773297,4]
[277,16.399999999999999,3.2351782025782811,15.377886191451372,4,null,null,277,1.5,0.29632961890058479,1.4085413714459474,4]
[278,16.3,3.1994273696742819,15.293780848972435,4,null,null,278,1.49,0.29259880445771014,1.3986572397867876,4]
[279,16.2,3.1641080401708752,15.210310650060649,4,null,null,279,1.48,0.28892154789889513,1.3888741305401688,4]
[280,16.2,3.1292145262059687,15.127469652680867,4,null,null,280,1.47,0.28529696668361537,1.3791906855060616,4]
[281,16.100000000000001,3.0947412212193863,15.04525197846058,4,null,null,281,1.46,0.28172419495416057,1.369605569082371,4]
[282,16,3.0606825987119044,14.96365181196818,4,null,null,282,1.45,0.27820238317617146,1.3601174678177299,4]
[283,15.9,3.0270332110239151,14.882663399998458,4,null,null,283,1.44,0.27473069778794279,1.3507250899745653,4]
[284,15.8,2.9937876881336618,14.802281050865989,4,null,null,284,1.43,0.27130832085822221,1.341427165102107,4]
[285,15.7,2.9609407364742872,14.722499133705671,4,null,null,285,1.42,0.26793444975227343,1.3322224436191197,4]
[286,15.7,2.9284871377699102,14.643312077780971,4,null,null,286,1.41,0.26460829680602099,1.3231096964061095,4]
[287,15.6,2.8964217478899874,14.564714371799237,4,null,null,287,1.41,0.26132908900798796,1.3140877144067318,4]
[288,15.5,2.8647394957219676,14.486700563234784,4,null,null,288,1.4,0.2580960676888952,1.3051553082381959,4]
[289,15.4,2.8334353820618907,14.409265257658921,4,null,null,289,1.39,0.25490848821865586,1.2963113078104176,4]
[290,15.3,2.8025044785224296,14.332403118077401,4,null,null,290,1.38,0.25176561971060946,1.2875545619537097,4]
[291,15.3,2.771941926458481,14.25610886427507,4,null,null,291,1.37,0.24866674473276759,1.2788839380547716,4]
[292,15.2,2.7417429359096568,14.180377272167641,4,null,null,292,1.36,0.24561115902591932,1.2702983217008008,4]
[293,15.1,2.7119027845596464,14.105203173160596,4,null,null,293,1.35,0.24259817122838911,1.2617966163314982,4]
[294,15,2.6824168167120357,14.03058145351512,4,null,null,294,1.34,0.23962710260728534,1.2533777428987631,4]
[295,15,2.6532804422824903,13.956507053721143,4,null,null,295,1.33,0.2366972867960607,1.2450406395339109,4]
[296,14.9,2.6244891358067943,13.882974967877153,4,null,null,296,1.33,0.23380806953822891,1.2367842612222038,4]
[297,14.8,2.596038435464771,13.809980243077066,4,null,null,297,1.32,0.23095880843705979,1.2286075794845122,4]
[298,14.7,2.5679239421195521,13.737517978803872,4,null,null,298,1.31,0.22814887271112305,1.2205095820659502,4]
[299,14.7,2.5401413183721857,13.66558332633009,4,null,null,299,1.3,0.22537764295549445,1.2124892726312824,4]
[300,14.6,2.5126862876312326,13.594171488124962,4,null,null,300,1.29,0.22264451090851162,1.2045456704669615,4]
[301,14.5,2.4855546331970344,13.523277717268286,4,null,null,301,1.28,0.2199488792239136,1.1966778101896172,4]
[302,14.4,2.4587421973606043,13.452897316870924,4,null,null,302,1.28,0.21729016124822739,1.1888847414608368,4]
[303,14.4,2.4322448805166905,13.383025639501845,4,null,null,303,1.27,0.21466778080328291,1.1811655287081058,4]
[304,14.3,2.406058640291,13.313658086621675,4,null,null,304,1.26,0.2120811719737016,1.1735192508517187,4]
[305,14.2,2.3801794906811438,13.24479010802272,4,null,null,305,1.25,0.20952977889924834,1.1659450010375572,4]
[306,14.2,2.3546035012112476,13.176417201275381,4,null,null,306,1.24,0.20701305557191735,1.1584418863755608,4]
[307,14.1,2.329326796099938,13.108534911180859,4,null,null,307,1.24,0.20453046563762928,1.1510090276837692,4]
[308,14,2.3043455534414243,13.041138829230198,4,null,null,308,1.23,0.20208148220242445,1.1436455592377972,4]
[309,13.9,2.2796560043996572,12.974224593069517,4,null,null,309,1.22,0.19966558764304246,1.1363506285256069,4]
[310,13.9,2.2552544324151045,12.907787885971409,4,null,null,310,1.21,0.19728227342176924,1.1291233960074616,4]
[311,13.8,2.231137172424102,12.841824436312407,4,null,null,311,1.21,0.19493103990544963,1.1219630348809233,4]
[312,13.7,2.2073006100905719,12.776330017056599,4,null,null,312,1.2,0.19261139618856168,1.1148687308507825,4]
[313,13.7,2.183741181049851,12.71130044524509,4,null,null,313,1.19,0.19032285992024975,1.1078396819038026,4]
[314,13.6,2.1604553701644065,12.646731581491467,4,null,null,314,1.18,0.1880649571352101,1.1008750980881601,4]
[315,13.5,2.1374397107913645,12.582619329483174,4,null,null,315,1.18,0.18583722208835576,1.0939742012974716,4]
[316,13.5,2.1146907840615135,12.51895963548858,4,null,null,316,1.17,0.18363919709312967,1.0871362250593035,4]
[317,13.4,2.0922052181697555,12.455748487869927,4,null,null,317,1.1599999999999999,0.18147043236341623,1.0803604143280492,4]
[318,13.4,2.0699796876766614,12.392981916601888,4,null,null,318,1.1599999999999999,0.17933048585893333,1.0736460252820816,4]
[319,13.3,2.0480109128210251,12.330655992795753,4,null,null,319,1.1499999999999999,0.17721892313403209,1.0669923251250761,4]
[320,13.2,2.0262956588433001,12.268766828229273,4,null,null,320,1.1399999999999999,0.17513531718981964,1.0603985918914052,4]
[321,13.2,2.0048307353195978,12.207310574881953,4,null,null,321,1.1399999999999999,0.17307924832951591,1.0538641142555119,4]
[322,13.1,1.9836129955061783,12.146283424475813,4,null,null,322,1.1299999999999999,0.17105030401697849,1.0473881913451741,4]
[323,13,1.9626393356942868,12.085681608021634,4,null,null,323,1.1200000000000001,0.16904807873830632,1.0409701325585585,4]
[324,13,1.9419066945750108,12.025501395370405,4,null,null,324,1.1200000000000001,0.1670721738664534,1.0346092573849888,4]
[325,12.9,1.9214120526142455,11.965739094770223,4,null,null,325,1.1100000000000001,0.16512219752877844,1.0283048952293345,4]
[326,12.9,1.9011524314373085,11.906391052428312,4,null,null,326,1.1000000000000001,0.16319776447746095,1.0220563852399425,4]
[327,12.8,1.8811248932233062,11.847453652078263,4,null,null,327,1.1000000000000001,0.16129849596270904,1.0158630761400247,4]
[328,12.7,1.8613265401089363,11.788923314552418,4,null,null,328,1.0900000000000001,0.15942401960869876,1.0097243260624313,4]
[329,12.7,1.8417545136016387,11.730796497359259,4,null,null,329,1.08,0.1575739692921761,1.0036395023877203,4]
[330,12.6,1.822405994001927,11.673069694265919,4,null,null,330,1.08,0.15574798502366027,0.99760798158546438,4]
[331,12.6,1.8032781998347116,11.615739434885485,4,null,null,331,1.07,0.15394571283117814,0.99162914905870347,4]
[332,12.5,1.7843683872895661,11.558802284269373,4,null,null,332,1.07,0.15216680464648261,0.98570239899149004,4]
[333,12.4,1.7656738496696629,11.502254842504463,4,null,null,333,1.06,0.15041091819368313,0.97982713419944423,4]
[334,12.4,1.747191916849381,11.446093744314986,4,null,null,334,1.05,0.14867771688024425,0.97400276598325963,4]
[335,12.3,1.7289199547402854,11.39031565866931,4,null,null,335,1.05,0.14696686969028075,0.9682287139850847,4]
[336,12.3,1.7108553647654841,11.334917288391155,4,null,null,336,1.04,0.14527805108010722,0.9625044060477238,4]
[337,12.2,1.692995583342163,11.279895369775804,4,null,null,337,1.04,0.14361094087599072,0.95682927807660101,4]
[338,12.1,1.675338081372123,11.22524667221046,4,null,null,338,1.03,0.14196522417403964,0.951202773904397,4]
[339,12.1,1.6578803637402801,11.170967997799556,4,null,null,339,1.02,0.14034059124219669,0.94562434515833937,4]
[340,12,1.6406199688209462,11.117056180994197,4,null,null,340,1.02,0.13873673742427481,0.94009345113005494,4]
[341,12,1.6235544679917713,11.063508088226296,4,null,null,341,1.01,0.13715336304599512,0.93460955864794681,4]
[342,11.9,1.6066814651551879,11.01032061754689,4,null,null,342,1.01,0.13559017332297571,0.92917214195203235,4]
[343,11.9,1.589998596267344,10.957490698268881,4,null,null,343,1,0.13404687827063211,0.92378068257118973,4]
[344,11.8,1.5735035288742503,10.905015290614065,4,null,null,344,0.995,0.13252319261593515,0.91843466920276151,4]
[345,11.8,1.5571939616551778,10.852891385364302,4,null,null,345,0.99,0.13101883571099743,0.91313359759446477,4]
[346,11.7,1.5410676239730281,10.801116003516938,4,null,null,346,0.98399999999999999,0.12953353144843283,0.90787697042854942,4]
[347,11.7,1.5251222754317619,10.749686195944351,4,null,null,347,0.97899999999999998,0.12806700817845831,0.90266429720817687,4]
[348,11.6,1.5093557054405355,10.698599043057504,4,null,null,348,0.97399999999999998,0.12661899862768985,0.89749509414593476,4]
[349,11.6,1.4937657327846712,10.647851654473639,4,null,null,349,0.96799999999999997,0.12518923981960428,0.89236888405448866,4]
[350,11.5,1.4783502052031519,10.597441168687849,4,null,null,350,0.96299999999999997,0.12377747299661666,0.88728519623928004,4]
[351,11.5,1.4631069989726757,10.547364752748683,4,null,null,351,0.95799999999999996,0.12238344354374736,0.88224356639325596,4]
[352,11.4,1.4480340184980829,10.49761960193754,4,null,null,352,0.95299999999999996,0.12100690091383695,0.87724353649357567,4]
[353,11.3,1.4331291959090968,10.448202939452006,4,null,null,353,0.94699999999999995,0.1196475985542737,0.87228465470025163,4]
[354,11.3,1.4183904906632392,10.399112016092944,4,null,null,354,0.94199999999999995,0.11830529383520497,0.86736647525668975,4]
[355,11.2,1.4038158891548558,10.350344109955302,4,null,null,355,0.93700000000000006,0.11697974797919049,0.86248855839207816,4]
[356,11.2,1.3894034043301469,10.301896526122718,4,null,null,356,0.93200000000000005,0.11567072599227585,0.85765047022559993,4]
[357,11.1,1.3751510753080369,10.253766596365674,4,null,null,357,0.92700000000000005,0.11437799659644345,0.85285178267241357,4]
[358,11.1,1.3610569670069315,10.205951678843428,4,null,null,358,0.92200000000000004,0.1131013321634175,0.8480920733513827,4]
[359,11,1.3471191697771334,10.158449157809335,4,null,null,359,0.91700000000000004,0.11184050864979338,0.84337092549450332,4]
[360,11,1.3333357990388632,10.111256443319851,4,null,null,360,0.91200000000000003,0.11059530553345212,0.83868792785799595,4]
[361,11,1.3197049949258568,10.064370970946966,4,null,null,361,0.90800000000000003,0.10936550575124765,0.83404267463504034,4]
[362,10.9,1.30622492193435,10.017790201494087,4,null,null,362,0.90300000000000002,0.10815089563792402,0.82943476537009964,4]
[363,10.9,1.2928937685774271,9.9715116207153507,4,null,null,363,0.89800000000000002,0.10695126486624124,0.82486380487481126,4]
[364,10.8,1.2797097470446734,9.9255327390382941,4,null,null,364,0.89300000000000002,0.10576640638828708,0.8203294031454148,4]
[365,10.8,1.2666710928669238,9.8798510912897832,4,null,null,365,0.88900000000000001,0.10459611637793881,0.81583117528167692,4]
[366,10.7,1.2537760645861855,9.8344642364253811,4,null,null,366,0.88400000000000001,0.10344019417446269,0.81136874140728921,4]
[367,10.7,1.241022943430538,9.7893697572618237,4,null,null,367,0.879,0.10229844222721179,0.80694172659170094,4]
[368,10.6,1.2284100329939598,9.7445652602127328,4,null,null,368,0.875,0.10117066604141267,0.80254976077337004,4]
[369,10.6,1.2159356589210135,9.7000483750275404,4,null,null,369,0.87,0.10005667412500607,0.79819247868438825,4]
[370,10.5,1.2035981685963397,9.6558167545334825,4,null,null,370,0.86599999999999999,9.8956277936523271E-2,0.79386951977646036,4]
[371,10.5,1.1913959308387825,9.611868074380725,4,null,null,371,0.86099999999999999,9.7869291833976038E-2,0.78958052814821345,4]
[372,10.4,1.1793273356002014,9.5682000327905374,4,null,null,372,0.85699999999999998,9.6795533024738367E-2,0.7853251524737983,4]
[373,10.4,1.1673907936687982,9.5248103503064474,4,null,null,373,0.85199999999999998,9.5734821516397617E-2,0.78110304593276858,4]
[374,10.3,1.1555847363769292,9.4816967695484173,4,null,null,374,0.84799999999999998,9.468698006855128E-2,0.77691386614120328,4]
[375,10.3,1.1439076153133212,9.4388570549699136,4,null,null,375,0.84399999999999997,9.3651834145538196E-2,0.77275727508404979,4]
[376,10.3,1.1323579020396273,9.3962889926179471,4,null,null,376,0.83899999999999997,9.2629211870071171E-2,0.7686329390486657,4]
[377,10.199999999999999,1.1209340878112417,9.3539903898958876,4,null,null,377,0.83499999999999996,9.1618943977765752E-2,0.7645405285595307,4]
[378,10.199999999999999,1.1096346833023039,9.3119590753292147,4,null,null,378,0.83099999999999996,9.0620863772533006E-2,0.76047971831411065,4]
[379,10.1,1.0984582183348519,9.2701928983340238,4,null,null,379,0.82699999999999996,8.9634807082829546E-2,0.75645018711984491,4]
[380,10.1,1.0874032416120145,9.228689728988229,4,null,null,380,0.82199999999999995,8.866061221873496E-2,0.75245161783223868,4]
[381,10,1.0764683204552399,9.1874474578056571,4,null,null,381,0.81799999999999995,8.7698119929852172E-2,0.74848369729403641,4]
[382,10,1.0656520405454,9.1464639955126241,4,null,null,382,0.81399999999999995,8.674717336399948E-2,0.74454611627545331,4]
[383,9.9600000000000009,1.0549530056678482,9.1057372728274064,4,null,null,383,0.81,8.5807618026691748E-2,0.74063856941545236,4]
[384,9.92,1.0443698374611987,9.0652652402421356,4,null,null,384,0.80600000000000005,8.487930174137899E-2,0.73676075516402995,4]
[385,9.8800000000000008,1.0339011751699336,9.0250458678074494,4,null,null,385,0.80200000000000005,8.3962074610442694E-2,0.73291237572551304,4]
[386,9.83,1.0235456754006491,8.9850771449195879,4,null,null,386,0.79800000000000004,8.3055788976917191E-2,0.72909313700281908,4]
[387,9.7899999999999991,1.0133020118819673,8.9453570801101012,4,null,null,387,0.79400000000000004,8.2160299386938626E-2,0.7253027485426915,4]
[388,9.75,1.003168875227999,8.9058837008380554,4,null,null,388,0.79,8.1275462552888311E-2,0.72154092348186671,4]
[389,9.7100000000000009,0.99314497270534219,8.8666550532846369,4,null,null,389,0.78600000000000003,8.0401137317232099E-2,0.71780737849416298,4]
[390,9.67,0.98322902800351586,8.827669202150263,4,null,null,390,0.78200000000000003,7.9537184617028481E-2,0.71410183373847969,4]
[391,9.6300000000000008,0.97341978100884541,8.7889242304541284,4,null,null,391,0.77900000000000003,7.8683467449102193E-2,0.71042401280768142,4]
[392,9.59,0.96371598758166532,8.7504182393360619,4,null,null,392,0.77500000000000002,7.7839850835860508E-2,0.70677364267834764,4]
[393,9.5500000000000007,0.95411641933683033,8.7121493478607519,4,null,null,393,0.77100000000000002,7.7006201791746151E-2,0.70315045366138107,4]
[394,9.51,0.94461986342748205,8.6741156928243068,4,null,null,394,0.76700000000000002,7.6182389290307642E-2,0.69955417935344844,4]
[395,9.4700000000000006,0.93522512233200528,8.6363154285631349,4,null,null,395,0.76300000000000001,7.5368284231880966E-2,0.69598455658924485,4]
[396,9.43,0.92593101364414443,8.5987467267650111,4,null,null,396,0.76,7.4563759411862301E-2,0.69244132539456049,4]
[397,9.39,0.91673636986619167,8.5614077762824685,4,null,null,397,0.75600000000000001,7.376868948956794E-2,0.68892422894013539,4]
[398,9.36,0.90764003820526762,8.5242967829483511,4,null,null,398,0.752,7.298295095766319E-2,0.68543301349629471,4]
[399,9.32,0.89864088037254353,8.4874119693935235,4,null,null,399,0.749,7.220642211214981E-2,0.68196742838833224,4]
[400,9.2799999999999994,0.88973777238546292,8.4507515748667892,4,null,null,400,0.745,7.1438983022905092E-2,0.67852722595265225,4]
[401,9.24,0.88092960437285805,8.4143138550568892,4,null,null,401,0.74199999999999999,7.0680515504753905E-2,0.67511216149362985,4]
[402,9.1999999999999993,0.87221528038292562,8.3780970819166427,4,null,null,402,0.73799999999999999,6.9930903089071489E-2,0.67172199324119564,4]
[403,9.17,0.86359371819400899,8.3420995434891232,4,null,null,403,0.73399999999999999,6.9190030995896698E-2,0.66835648230912326,4]
[404,9.1300000000000008,0.8550638491281749,8.3063195437358761,4,null,null,404,0.73099999999999998,6.8457786106555327E-2,0.66501539265400078,4]
[405,9.09,0.84662461786749854,8.2707554023672607,4,null,null,405,0.72699999999999998,6.7734056936774908E-2,0.66169849103489098,4]
[406,9.06,0.83827498227304775,8.2354054546745896,4,null,null,406,0.72399999999999998,6.7018733610287373E-2,0.65840554697364229,4]
[407,9.02,0.8300139132065063,8.2002680513644624,4,null,null,407,0.72099999999999997,6.6311707832904229E-2,0.65513633271586136,4]
[408,8.98,0.82184039435440759,8.1653415583948821,4,null,null,408,0.71699999999999997,6.56128728670613E-2,0.65189062319252311,4]
[409,8.9499999999999993,0.81375342205491508,8.1306243568134136,4,null,null,409,0.71399999999999997,6.4922123506816018E-2,0.64866819598220615,4]
[410,8.91,0.80575200512714251,8.0961148425971121,4,null,null,410,0.71,6.4239356053296018E-2,0.64546883127394949,4]
[411,8.8800000000000008,0.7978351647029478,8.0618114264944705,4,null,null,411,0.70699999999999996,6.3564468290583431E-2,0.64229231183070556,4]
[412,8.84,0.79000193406118591,8.0277125338691118,4,null,null,412,0.70399999999999996,6.2897359462031843E-2,0.63913842295339784,4]
[413,8.81,0.78225135846433158,7.9938166045453469,4,null,null,413,0.70099999999999996,6.2237930247001347E-2,0.63600695244555028,4]
[414,8.77,0.77458249499752219,7.9601220926555669,4,null,null,414,0.69699999999999995,6.1586082738011E-2,0.63289769057849732,4]
[415,8.74,0.76699441240989841,7.9266274664893572,4,null,null,415,0.69399999999999995,6.0941720418292281E-2,0.62981043005715021,4]
[416,8.6999999999999993,0.75948619095824732,7.8933312083444465,4,null,null,416,0.69099999999999995,6.0304748139742619E-2,0.62674496598631357,4]
[417,8.67,0.75205692225291709,7.8602318143793148,4,null,null,417,0.68799999999999994,5.9675072101266234E-2,0.62370109583755051,4]
[418,8.6300000000000008,0.74470570910595157,7.8273277944676085,4,null,null,418,0.68400000000000005,5.9052599827497949E-2,0.62067861941656755,4]
[419,8.6,0.73743166538140648,7.7946176720541844,4,null,null,419,0.68100000000000005,5.8437240147899847E-2,0.61767733883112941,4]
[420,8.56,0.73023391584784092,7.7620999840128393,4,null,null,420,0.67800000000000005,5.7828903176226645E-2,0.61469705845948441,4]
[421,8.5299999999999994,0.72311159603292108,7.7297732805057162,4,null,null,421,0.67500000000000004,5.7227500290349058E-2,0.61173758491928754,4]
[422,8.5,0.71606385208012469,7.6976361248443617,4,null,null,422,0.67200000000000004,5.663294411243152E-2,0.60879872703702509,4]
[423,8.4600000000000009,0.70908984060749269,7.6656870933523171,4,null,null,423,0.66900000000000004,5.6045148489454938E-2,0.60588029581791669,4]
[424,8.43,0.70218872856842074,7.6339247752294197,4,null,null,424,0.66600000000000004,5.5464028474077873E-2,0.60298210441629518,4]
[425,8.4,0.6953596931144379,7.6023477724175423,4,null,null,425,0.66300000000000003,5.4889500305833346E-2,0.60010396810645938,4]
[426,8.36,0.68860192145996491,7.5709546994680457,4,null,null,426,0.66,5.4321481392648238E-2,0.59724570425397594,4]
[427,8.33,0.68191461074898596,7.5397441834105976,4,null,null,427,0.65700000000000003,5.3759890292686387E-2,0.59440713228744035,4]
[428,8.3000000000000007,0.67529696792364791,7.5087148636236316,4,null,null,428,0.65400000000000003,5.3204646696502059E-2,0.5915880736706759,4]
[429,8.27,0.66874820959472492,7.4778653917062776,4,null,null,429,0.65100000000000002,5.2655671409504681E-2,0.58878835187536926,4]
[430,8.24,0.66226756191394176,7.447194431351722,4,null,null,430,0.64800000000000002,5.2112886334722927E-2,0.58600779235413336,4]
[431,8.1999999999999993,0.65585426044809481,7.4167006582220765,4,null,null,431,0.64500000000000002,5.1576214455865986E-2,0.58324622251398839,4]
[432,8.17,0.64950755005499827,7.3863827598246683,4,null,null,432,0.64200000000000002,5.1045579820677194E-2,0.58050347169025673,4]
[433,8.14,0.64322668476115752,7.3562394353897655,4,null,null,433,0.63900000000000001,5.0520907524569218E-2,0.57777937112085975,4]
[434,8.11,0.63701092764121647,7.3262693957497156,4,null,null,434,0.63700000000000001,5.0002123694541621E-2,0.5750737539210149,4]
[435,8.08,0.6308595506990875,7.2964713632194265,4,null,null,435,0.63400000000000001,4.9489155473373021E-2,0.57238645505832397,4]
[436,8.0500000000000007,0.62477183475079068,7.2668440714782943,4,null,null,436,0.63100000000000001,4.8981931004079944E-2,0.56971731132824055,4]
[437,8.02,0.61874706930892565,7.2373862654534022,4,null,null,437,0.628,4.8480379414642637E-2,0.56706616132992083,4]
[438,7.99,0.61278455246880748,7.2080967012041564,4,null,null,438,0.625,4.7984430802988177E-2,0.56443284544243921,4]
[439,7.96,0.60688359079619003,7.1789741458081417,4,null,null,439,0.623,4.74940162222292E-2,0.56181720580137084,4]
[440,7.93,0.60104349921658096,7.15001737724835,4,null,null,440,0.62,4.7009067666150851E-2,0.55921908627573269,4]
[441,7.9,0.59526360090612918,7.1212251843016663,4,null,null,441,0.61699999999999999,4.6529518054943965E-2,0.55663833244527439,4]
[442,7.87,0.58954322718402929,7.0925963664286549,4,null,null,442,0.61399999999999999,4.6055301221177701E-2,0.55407479157811168,4]
[443,7.84,0.58388171740645767,7.064129733664573,4,null,null,443,0.61199999999999999,4.5586351896007453E-2,0.55152831260870638,4]
[444,7.81,0.57827841886199594,7.0358241065116554,4,null,null,444,0.60899999999999999,4.5122605695616637E-2,0.54899874611617394,4]
[445,7.78,0.57273268666850785,7.0076783158325764,4,null,null,445,0.60599999999999998,4.4663999107882248E-2,0.54648594430291875,4]
[446,7.75,0.56724388367150247,6.9796912027452009,4,null,null,446,0.60399999999999998,4.4210469479266365E-2,0.54398976097359664,4]
[447,7.72,0.56181138034386802,6.9518616185184605,4,null,null,447,0.60099999999999998,4.376195500192448E-2,0.54151005151438958,4]
[448,7.69,0.55643455468706171,6.9241884244694649,4,null,null,448,0.59899999999999998,4.3318394701029432E-2,0.53904667287259045,4]
[449,7.66,0.5511127921336455,6.8966704918617223,4,null,null,449,0.59599999999999997,4.2879728422306453E-2,0.53659948353649967,4]
[450,7.63,0.54584548545119094,6.8693067018045602,4,null,null,450,0.59299999999999997,4.2445896819774037E-2,0.53416834351561393,4]
[451,7.6,0.54063203464755938,6.84209594515369,4,null,null,451,0.59099999999999997,4.2016841343689694E-2,0.53175311432112182,4]
[452,7.58,0.53547184687744176,6.8150371224128543,4,null,null,452,0.58799999999999997,4.1592504228693213E-2,0.52935365894667719,4]
[453,7.55,0.53036433635025082,6.7881291436366009,4,null,null,453,0.58599999999999997,4.1172828482146998E-2,0.52696984184946705,4]
[454,7.52,0.52530892423928066,6.7613709283342063,4,null,null,454,0.58299999999999996,4.075775787266829E-2,0.52460152893155798,4]
[455,7.49,0.52030503859211841,6.7347614053745772,4,null,null,455,0.58099999999999996,4.0347236918850303E-2,0.52224858752151626,4]
[456,7.46,0.51535211424231409,6.7082995128923253,4,null,null,456,0.57799999999999996,3.9941210878167807E-2,0.51991088635630434,4]
[457,7.44,0.51044959272226853,6.6819841981948578,4,null,null,457,0.57599999999999996,3.9539625736065662E-2,0.51758829556343799,4]
[458,7.41,0.50559692217732499,6.6558144176704843,4,null,null,458,0.57399999999999995,3.9142428195225176E-2,0.51528068664340965,4]
[459,7.38,0.50079355728106545,6.6297891366976112,4,null,null,459,0.57099999999999995,3.8749565665006806E-2,0.51298793245237084,4]
[460,7.35,0.49603895915175639,6.6039073295549162,4,null,null,460,0.56899999999999995,3.8360986251063586E-2,0.51070990718506337,4]
[461,7.33,0.49133259526997641,6.5781679793325436,4,null,null,461,0.56599999999999995,3.7976638745125274E-2,0.50844648635800471,4]
[462,7.3,0.48667393939734599,6.5525700778442815,4,null,null,462,0.56399999999999995,3.7596472614947848E-2,0.50619754679291729,4]
[463,7.27,0.48206247149641601,6.5271126255407594,4,null,null,463,0.56200000000000006,3.7220437994425537E-2,0.50396296660039797,4]
[464,7.25,0.4774976776516226,6.5017946314235582,4,null,null,464,0.55900000000000005,3.6848485673863972E-2,0.50174262516382417,4]
[465,7.22,0.47297904999136009,6.4766151129603173,4,null,null,465,0.55700000000000005,3.648056709041058E-2,0.49953640312349745,4]
[466,7.19,0.46850608661111004,6.4515730960007991,4,null,null,466,0.55500000000000005,3.6116634318638749E-2,0.49734418236101063,4]
[467,7.17,0.46407829149762536,6.4266676146938426,4,null,null,467,0.55200000000000005,3.5756640061284178E-2,0.49516584598384517,4]
[468,7.14,0.45969517445415126,6.4018977114052751,4,null,null,468,0.55000000000000004,3.5400537640130507E-2,0.49300127831018786,4]
[469,7.12,0.45535625102669069,6.3772624366367419,4,null,null,469,0.54800000000000004,3.504828098704095E-2,0.49085036485396905,4]
[470,7.09,0.45106104243125483,6.3527608489454277,4,null,null,470,0.54600000000000004,3.4699824635133776E-2,0.48871299231011006,4]
[471,7.07,0.44680907548211812,6.3283920148646375,4,null,null,471,0.54300000000000004,3.4355123710099682E-2,0.48658904853998813,4]
[472,7.04,0.44259988252105681,6.3041550088253064,4,null,null,472,0.54100000000000004,3.4014133921656552E-2,0.48447842255710472,4]
[473,7.02,0.43843300134754926,6.2800489130783772,4,null,null,473,0.53900000000000003,3.3676811555142336E-2,0.48238100451296051,4]
[474,6.99,0.43430797514992758,6.2560728176179756,4,null,null,474,0.53700000000000003,3.3343113463239989E-2,0.48029668568312928,4]
[475,6.97,0.4302243524374656,6.232225820105513,4,null,null,475,0.53400000000000003,3.3012997057835614E-2,0.47822535845353387,4]
[476,6.94,0.42618168697339426,6.2085070257945691,4,null,null,476,0.53200000000000003,3.2686420302004915E-2,0.47616691630691194,4]
[477,6.92,0.42217953770882688,6.184915547456642,4,null,null,477,0.53,3.2363341702126604E-2,0.47412125380947567,4]
[478,6.89,0.41821746871757121,6.1614505053076636,4,null,null,478,0.52800000000000002,3.2043720300121113E-2,0.4720882665977591,4]
[479,6.87,0.41429504913184689,6.138111026935408,4,null,null,479,0.52600000000000002,3.1727515665811404E-2,0.47006785136565266,4]
[480,6.84,0.41041185307885603,6.1148962472276072,4,null,null,480,0.52400000000000002,3.1414687889405032E-2,0.46805990585161783,4]
[481,6.82,0.40656745961820812,6.0918053083009109,4,null,null,481,0.52200000000000002,3.1105197574093274E-2,0.46606432882608284,4]
[482,6.79,0.40276145268021463,6.0688373594306224,4,null,null,482,0.51900000000000002,3.079900582876758E-2,0.46408102007901236,4]
[483,6.77,0.39899342100498852,6.0459915569811633,4,null,null,483,0.51700000000000002,3.0496074260850235E-2,0.46210988040765744,4]
[484,6.75,0.39526295808238915,6.0232670643373529,4,null,null,484,0.51500000000000001,3.0196364969236937E-2,0.4601508116044663,4]
[485,6.72,0.39156966209276445,6.0006630518364199,4,null,null,485,0.51300000000000001,2.9899840537350033E-2,0.45820371644517421,4]
[486,6.7,0.38791313584848752,5.9781786967007289,4,null,null,486,0.51100000000000001,2.9606464026300044E-2,0.45626849867705094,4]
[487,6.67,0.3842929867362887,5.9558131829712702,4,null,null,487,0.50900000000000001,2.9316198968154399E-2,0.45434506300731625,4]
[488,6.65,0.38070882666036293,5.9335657014418937,4,null,null,488,0.50700000000000001,2.9029009359309691E-2,0.45243331509171386,4]
[489,6.63,0.37716027198622543,5.9114354495941699,4,null,null,489,0.505,2.8744859653967992E-2,0.45053316152324052,4]
[490,6.61,0.37364694348534494,5.8894216315331009,4,null,null,490,0.503,2.8463714757714923E-2,0.44864450982103837,4]
[491,6.58,0.3701684662804951,5.8675234579233955,4,null,null,491,0.501,2.818554002119468E-2,0.44676726841943176,4]
[492,6.56,0.36672446979185092,5.8457401459265039,4,null,null,492,0.499,2.7910301233886266E-2,0.44490134665711917,4]
[493,6.54,0.36331458768379721,5.8240709191383253,4,null,null,493,0.497,2.7637964617972799E-2,0.443046654766514,4]
[494,6.51,0.35993845781246331,5.8025150075275906,4,null,null,494,0.495,2.7368496822307516E-2,0.44120310386322681,4]
[495,6.49,0.35659572217393304,5.7810716473748913,4,null,null,495,0.49299999999999999,2.7101864916471256E-2,0.4393706059356986,4]
[496,6.47,0.35328602685316679,5.759740081212402,4,null,null,496,0.49099999999999999,2.6838036384922041E-2,0.43754907383496705,4]
[497,6.45,0.35000902197359107,5.7385195577642261,4,null,null,497,0.48899999999999999,2.6576979121234131E-2,0.43573842126457873,4]
[498,6.42,0.34676436164736474,5.7174093318873798,4,null,null,498,0.48799999999999999,2.6318661422425008E-2,0.43393856277063375,4]
[499,6.4,0.34355170392630213,5.6964086645134451,4,null,null,499,0.48599999999999999,2.6063051983369889E-2,0.43214941373197119,4]
[500,6.38,0.34037071075345104,5.6755168225908212,4,null,null,500,0.48399999999999999,2.5810119891301053E-2,0.43037089035047904,4]
[501,6.36,0.3372210479153091,5.6547330790275918,4,null,null,501,0.48199999999999998,2.5559834620390975E-2,0.42860290964154218,4]
[502,6.34,0.33410238499467476,5.6340567126350445,4,null,null,502,0.48,2.5312166026417858E-2,0.42684538942461697,4]
[503,6.31,0.3310143953241248,5.6134870080717496,4,null,null,503,0.47799999999999998,2.5067084341512818E-2,0.42509824831393062,4]
[504,6.29,0.32795675594010076,5.5930232557882613,4,null,null,504,0.47599999999999998,2.4824560168985963E-2,0.42336140570930825,4]
[505,6.27,0.32492914753761065,5.5726647519724137,4,null,null,505,0.47499999999999998,2.4584564478231881E-2,0.4216347817871226,4]
[506,6.25,0.3219312544255159,5.5524107984951847,4,null,null,506,0.47299999999999998,2.4347068599710774E-2,0.41991829749136173,4]
[507,6.23,0.31896276448241928,5.5322607028571609,4,null,null,507,0.47099999999999997,2.411204422000706E-2,0.41821187452482006,4]
[508,6.21,0.31602336911312784,5.5122137781355409,4,null,null,508,0.46899999999999997,2.3879463376961094E-2,0.41651543534040608,4]
[509,6.19,0.31311276320569048,5.4922693429317384,4,null,null,509,0.46700000000000003,2.3649298454875244E-2,0.41482890313256277,4]
[510,6.17,0.31023064508899673,5.4724267213195299,4,null,null,510,0.46600000000000003,2.3421522179791165E-2,0.41315220182880474,4]
[511,6.15,0.30737671649093667,5.4526852427937174,4,null,null,511,0.46400000000000002,2.3196107614838687E-2,0.41148525608136688,4]
[512,6.12,0.30455068249710482,5.4330442422194114,4,null,null,512,0.46200000000000002,2.2973028155653982E-2,0.40982799125896474,4]
[513,6.1,0.3017522515100502,5.4135030597817764,4,null,null,513,0.46,2.2752257525866716E-2,0.40818033343865934,4]
[514,6.08,0.29898113520905573,5.3940610409363616,4,null,null,514,0.45900000000000002,2.2533769772654005E-2,0.40654220939783625,4]
[515,6.06,0.29623704851044552,5.3747175363599142,4,null,null,515,0.45700000000000002,2.2317539262361484E-2,0.40491354660628309,4]
[516,6.04,0.29351970952840728,5.3554719019017574,4,null,null,516,0.45500000000000002,2.2103540676189106E-2,0.40329427321837585,4]
[517,6.02,0.29082883953632999,5.3363234985356529,4,null,null,517,0.45300000000000001,2.1891749005941107E-2,0.40168431806536647,4]
[518,6,0.28816416292864455,5.3172716923121488,4,null,null,518,0.45200000000000001,2.1682139549839493E-2,0.40008361064776937,4]
[519,5.98,0.28552540718316066,5.2983158543115003,4,null,null,519,0.45,2.1474687908399393E-2,0.39849208112785073,4]
[520,5.96,0.28291230282389257,5.2794553605970238,4,null,null,520,0.44800000000000001,2.1269369980365306E-2,0.39690966032221348,4]
[521,5.94,0.28032458338436744,5.2606895921689372,4,null,null,521,0.44700000000000001,2.1066161958707804E-2,0.39533627969447854,4]
[522,5.92,0.277761985371416,5.2420179349187519,4,null,null,522,0.44500000000000001,2.0865040326679248E-2,0.39377187134806346,4]
[523,5.9,0.27522424822942432,5.2234397795840586,4,null,null,523,0.443,2.0665981853927293E-2,0.3922163680190513,4]
[524,5.88,0.27271111430505696,5.2049545217038515,4,null,null,524,0.442,2.0468963592666471E-2,0.39066970306915549,4]
[525,5.86,0.27022232881242775,5.1865615615742779,4,null,null,525,0.44,2.0273962873904934E-2,0.38913181047877288,4]
[526,5.85,0.26775763979873013,5.1682603042048818,4,null,null,526,0.438,2.0080957303727647E-2,0.38760262484012692,4]
[527,5.83,0.26531679811030551,5.1500501592752856,4,null,null,527,0.437,1.9889924759633266E-2,0.38608208135050071,4]
[528,5.81,0.26289955735915094,5.1319305410923119,4,null,null,528,0.435,1.9700843386925123E-2,0.3845701158055535,4]
[529,5.79,0.2605056738898614,5.1139008685475851,4,null,null,529,0.434,1.9513691595154804E-2,0.3830666645927287,4]
[530,5.77,0.25813490674699191,5.0959605650755568,4,null,null,530,0.432,1.9328448054617524E-2,0.38157166468473908,4]
[531,5.75,0.25578701764284645,5.0781090586119459,4,null,null,531,0.43,1.914509169289879E-2,0.38008505363314121,4]
[532,5.73,0.25346177092567529,5.0603457815526598,4,null,null,532,0.42899999999999999,1.8963601691471078E-2,0.3786067695619888,4]
[533,5.71,0.251158933548285,5.0426701707130883,4,null,null,533,0.42699999999999999,1.8783957482340147E-2,0.37713675116156825,4]
[534,5.69,0.24887827503704918,5.025081667287858,4,null,null,534,0.42599999999999999,1.8606138744740125E-2,0.37567493768221244,4]
[535,5.68,0.24661956746131508,5.007579716810981,4,null,null,535,0.42399999999999999,1.8430125401875993E-2,0.37422126892819418,4]
[536,5.66,0.24438258540320454,4.9901637691164114,4,null,null,536,0.42299999999999999,1.8255897617713776E-2,0.37277568525169719,4]
[537,5.64,0.24216710592780055,4.9728332782990554,4,null,null,537,0.42099999999999999,1.8083435793816792E-2,0.37133812754686163,4]
[538,5.62,0.23997290855371356,4.955587702676107,4,null,null,538,0.42,1.7912720566227537E-2,0.36990853724390732,4]
[539,5.6,0.23779977522402634,4.9384265047488523,4,null,null,539,0.41799999999999998,1.7743732802394756E-2,0.36848685630332823,4]
[540,5.58,0.23564749027760484,4.9213491511648151,4,null,null,540,0.41699999999999998,1.7576453598144404E-2,0.36707302721016233,4]
[541,5.57,0.23351584042077983,4.904355112680328,4,null,null,541,0.41499999999999998,1.7410864274694189E-2,0.3656669929683326,4]
[542,5.55,0.23140461469938456,4.8874438641234734,4,null,null,542,0.41399999999999998,1.7246946375711145E-2,0.36426869709505799,4]
[543,5.53,0.22931360447115046,4.8706148843573844,4,null,null,543,0.41199999999999998,1.7084681664411176E-2,0.36287808361533591,4]
[544,5.51,0.22724260337845764,4.8538676562439784,4,null,null,544,0.41099999999999998,1.6924052120700188E-2,0.36149509705649213,4]
[545,5.5,0.22519140732141815,4.8372016666079789,4,null,null,545,0.40899999999999997,1.6765039938355951E-2,0.36011968244279946,4]
[546,5.48,0.22315981443131694,4.8206164062013839,4,null,null,546,0.40799999999999997,1.6607627522250212E-2,0.35875178529016472,4]
[547,5.46,0.22114762504437807,4.8041113696682487,4,null,null,547,0.40600000000000003,1.6451797485610448E-2,0.35739135160087737,4]
[548,5.44,0.21915464167586768,4.7876860555098446,4,null,null,548,0.40500000000000003,1.6297532647320635E-2,0.35603832785842948,4]
[549,5.43,0.21718066899452221,4.7713399660501681,4,null,null,549,0.40300000000000002,1.6144816029259951E-2,0.35469266102239416,4]
[550,5.41,0.21522551379730115,4.7550726074018108,4,null,null,550,0.40200000000000002,1.5993630853679806E-2,0.35335429852337097,4]
[551,5.39,0.21328898498445889,4.738883489432153,4,null,null,551,0.4,1.5843960540617666E-2,0.35202318825799134,4]
[552,5.37,0.21137089353492711,4.7227721257299295,4,null,null,552,0.39900000000000002,1.5695788705347519E-2,0.35069927858398681,4]
[553,5.36,0.20947105248201442,4.7067380335721021,4,null,null,553,0.39800000000000002,1.5549099155866483E-2,0.34938251831531925,4]
[554,5.34,0.20758927688940326,4.6907807338911116,4,null,null,554,0.39600000000000002,1.5403875890416729E-2,0.34807285671736693,4]
[555,5.32,0.20572538382745512,4.6748997512424051,4,null,null,555,0.39500000000000002,1.5260103095042435E-2,0.34677024350217317,4]
[556,5.31,0.20387919234981045,4.6590946137723375,4,null,null,556,0.39300000000000002,1.5117765141180911E-2,0.34547462882375141,4]
[557,5.29,0.20205052347028085,4.643364853186382,4,null,null,557,0.39200000000000002,1.497684658328793E-2,0.34418596327344797,4]
[558,5.27,0.20023920014003838,4.6277100047176445,4,null,null,558,0.39100000000000001,1.4837332156496184E-2,0.34290419787536247,4]
[559,5.26,0.19844504722507703,4.6121296070957225,4,null,null,559,0.38900000000000001,1.469920677430615E-2,0.34162928408182108,4]
[560,5.24,0.19666789148397054,4.5966232025158638,4,null,null,560,0.38800000000000001,1.4562455526310166E-2,0.3403611737689079,4]
[561,5.22,0.19490756154589939,4.5811903366084179,4,null,null,561,0.38700000000000001,1.4427063675947567E-2,0.33909981923204924,4]
[562,5.21,0.19316388788895442,4.5658305584086305,4,null,null,562,0.38500000000000001,1.4293016658291257E-2,0.33784517318165008,4]
[563,5.19,0.19143670281871239,4.5505434203267123,4,null,null,563,0.38400000000000001,1.4160300077865576E-2,0.33659718873878597,4]
[564,5.18,0.1897258404470766,4.5353284781182213,4,null,null,564,0.38300000000000001,1.4028899706493909E-2,0.33535581943094456,4]
[565,5.16,0.18803113667138371,4.5201852908547222,4,null,null,565,0.38100000000000001,1.3898801481176845E-2,0.33412101918781989,4]
[566,5.14,0.18635242915376599,4.5051134208947756,4,null,null,566,0.38,1.3769991501999231E-2,0.3328927423371561,4]
[567,5.13,0.1846895573007756,4.4901124338551659,4,null,null,567,0.379,1.3642456030066521E-2,0.33167094360064253,4]
[568,5.1100000000000003,0.18304236224325943,4.4751818985824681,4,null,null,568,0.377,1.3516181485469901E-2,0.33045557808985593,4]
[569,5.0999999999999996,0.18141068681648023,4.460321387124857,4,null,null,569,0.376,1.3391154445278981E-2,0.32924660130225264,4]
[570,5.08,0.17979437554049088,4.4455304747042215,4,null,null,570,0.375,1.3267361641562739E-2,0.32804396911720995,4]
[571,5.0599999999999996,0.17819327460074541,4.4308087396885458,4,null,null,571,0.374,1.3144789959437544E-2,0.32684763779211073,4]
[572,5.05,0.17660723182895433,4.416155763564551,4,null,null,572,0.372,1.3023426435142003E-2,0.32565756395847889,4]
[573,5.03,0.17503609668417514,4.4015711309106509,4,null,null,573,0.371,1.2903258254138445E-2,0.32447370461815767,4]
[574,5.0199999999999996,0.17347972023413449,4.3870544293701181,4,null,null,574,0.37,1.2784272749240296E-2,0.3232960171395356,4]
[575,5,0.17193795513678337,4.3726052496245584,4,null,null,575,0.36899999999999999,1.2666457398765346E-2,0.32212445925381539,4]
[576,4.99,0.17041065562207847,4.3582231853676339,4,null,null,576,0.36699999999999999,1.2549799824714103E-2,0.32095898905132758,4]
[577,4.97,0.16889767747398893,4.3439078332790393,4,null,null,577,0.36599999999999999,1.243428779097336E-2,0.31979956497788831,4]
[578,4.96,0.16739887801272108,4.3296587929987442,4,null,null,578,0.36499999999999999,1.2319909201543907E-2,0.31864614583119893,4]
[579,4.9400000000000004,0.16591411607716749,4.3154756671014667,4,null,null,579,0.36399999999999999,1.2206652098792849E-2,0.31749869075728848,4]
[580,4.93,0.16444325200756585,4.3013580610714461,4,null,null,580,0.36199999999999999,1.2094504661729477E-2,0.3163571592469987,4]
[581,4.91,0.16298614762837338,4.2873055832773952,4,null,null,581,0.36099999999999999,1.1983455204304628E-2,0.31522151113250896,4]
[582,4.9000000000000004,0.16154266623135183,4.2733178449477691,4,null,null,582,0.36,1.1873492173733281E-2,0.31409170658390234,4]
[583,4.88,0.16011267255885839,4.2593944601462272,4,null,null,583,0.35899999999999999,1.1764604148840049E-2,0.31296770610577257,4]
[584,4.87,0.15869603278733918,4.2455350457473395,4,null,null,584,0.35799999999999998,1.165677983842652E-2,0.31184947053386936,4]
[585,4.8499999999999996,0.15729261451102905,4.2317392214125658,4,null,null,585,0.35599999999999998,1.1550008079661472E-2,0.31073696103178367,4]
[586,4.84,0.15590228672584672,4.218006609566415,4,null,null,586,0.35499999999999998,1.1444277836492297E-2,0.30963013908767106,4]
[587,4.82,0.15452491981348834,4.2043368353728976,4,null,null,587,0.35399999999999998,1.133957819807827E-2,0.3085289665110143,4]
[588,4.8099999999999996,0.15316038552571273,4.1907295267121576,4,null,null,588,0.35299999999999998,1.1235898377244631E-2,0.30743340542942099,4]
[589,4.79,0.15180855696882145,4.1771843141573459,4,null,null,589,0.35199999999999998,1.1133227708957652E-2,0.30634341828546124,4]
[590,4.78,0.15046930858832444,4.1637008309517398,4,null,null,590,0.35,1.103155564882035E-2,0.3052589678335389,4]
[591,4.7699999999999996,0.14914251615379359,4.1502787129860614,4,null,null,591,0.34899999999999998,1.0930871771588128E-2,0.30418001713680193,4]
[592,4.75,0.1478280567439022,4.1369175987760123,4,null,null,592,0.34799999999999998,1.0831165769704597E-2,0.30310652956408646,4]
[593,4.74,0.14652580873163998,4.1236171294400519,4,null,null,593,0.34699999999999998,1.073242745185693E-2,0.30203846878689516,4]
[594,4.72,0.14523565176971459,4.1103769486773647,4,null,null,594,0.34599999999999997,1.0634646741550487E-2,0.30097579877641384,4]
[595,4.71,0.14395746677612536,4.0971967027460501,4,null,null,595,0.34499999999999997,1.0537813675702676E-2,0.29991848380055702,4]
[596,4.7,0.1426911359199122,4.0840760404415217,4,null,null,596,0.34399999999999997,1.0441918403255418E-2,0.29886648842105318,4]
[597,4.68,0.14143654260708036,4.071014613075131,4,null,null,597,0.34200000000000003,1.03469511838063E-2,0.29781977749055843,4]
[598,4.67,0.1401935714666879,4.0580120744529582,4,null,null,598,0.34100000000000003,1.0252902386257735E-2,0.29677831614980488,4]
[599,4.6500000000000004,0.13896210833710937,4.0450680808548514,4,null,null,599,0.34,1.0159762487484356E-2,0.29574206982478363,4]
[600,4.6399999999999997,0.13774204025245954,4.0321822910136333,4,null,null,600,0.33900000000000002,1.0067522071017925E-2,0.29471100422395585,4]

{"sheet":"Med avgång","index":5,"n_rows":106,"n_cols":16,"rows_kept":106,"cut":false,"hidden":true,"merged":[]}
["Mängd bränsle",1,"m3",null,null,"Tid (min)","Radie (m)","Volym (m3)","Vol% etanol","Mängd eter (g)","Koncentration eter (ug/l)","Teoretisk eter","Avgång eter (%)","Avgång eter (ug/l)","Avgång eter (g)","Koncentration eter ny (ug/l)"]
["Temperatur",5,"C",null,null,0,{"$f":"B3","v":0.5},{"$f":"B6","v":0.87964594300514221},{"$f":"($B$9/H2)*100","v":11.368210220849665},{"$f":"B8","v":3.0186000000000002},{"$f":"IFERROR(ROUND((J2)*1000000/(H2*1000),2-INT(LOG10(ABS((J2)*1000000/(H2*1000))))),0)","v":3430},{"$f":"IF((126461.5-(53.61*F2)-(1936.09*B$2)-(224.59*I2))>=0,(126461.5-(53.61*F2)-(1936.09*B$2)-(224.59*I2)),0)","v":114227.86366649938},null,null,null,{"$f":"K2-N2","v":3430}]
["Initial spridningsradie",0.5,"m",null,null,{"$f":"F2+B$11","v":15},{"$f":"G2+(B$5/100)*(F3-F2)*60","v":0.5},{"$f":"($B$6-$B$6*($B$10/360.000000000001))+$B$4*PI()*(G3^2)*($B$10/360.000000000001)","v":0.87964594300514221},{"$f":"($B$9/H3)*100","v":11.368210220849665},{"$f":"J2","v":3.0186000000000002},{"$f":"IFERROR(ROUND((J3)*1000000/(H3*1000),2-INT(LOG10(ABS((J3)*1000000/(H3*1000))))),0)","v":3430},{"$f":"IF((126461.5-(53.61*F3)-(1936.09*B$2)-(224.59*I3))>=0,(126461.5-(53.61*F3)-(1936.09*B$2)-(224.59*I3)),0)","v":113423.71366649939},{"$f":"IFERROR(1-L3/L2,0)","v":7.0398760353935774E-3},{"$f":"M3*K3","v":24.146774801399971},{"$f":"N3/1000000*1000*H3","v":2.124061249071028E-2},{"$f":"K3-N3","v":3405.8532251985998}]
["Djup råvattenintag",1.1200000000000001,"m",null,null,30,0.5,{"$f":"($B$6-$B$6*($B$10/360.000000000001))+$B$4*PI()*(G4^2)*($B$10/360.000000000001)","v":0.87964594300514221},{"$f":"($B$9/H4)*100","v":11.368210220849665},{"$f":"P3/1000000*1000*H3","v":2.9959449720169271},3410,{"$f":"IF((126461.5-(53.61*F4)-(1936.09*B$2)-(224.59*I4))>=0,(126461.5-(53.61*F4)-(1936.09*B$2)-(224.59*I4)),0)","v":112619.56366649938},{"$f":"IFERROR(1-L4/L3,0)","v":7.0897872588130406E-3},{"$f":"M4*K4","v":24.176174552552467},{"$f":"N4/1000000*1000*H4","v":2.1266473862536935E-2},{"$f":"K4-N4","v":3385.8238254474477}]
["Vattenhastighet",0,"cm/s",null,null,45,0.5,0.87964594300514221,11.368210220849665,{"$f":"P4/1000000*1000*H4","v":2.9783261917849986},3390,{"$f":"IF((126461.5-(53.61*F5)-(1936.09*B$2)-(224.59*I5))>=0,(126461.5-(53.61*F5)-(1936.09*B$2)-(224.59*I5)),0)","v":111815.41366649939},7.1404112555553123E-3,24.205994156332508,{"$f":"N5/1000000*1000*H5","v":2.129270455602407E-2},{"$f":"K5-N5","v":3365.7940058436675}]
["Inital volym",{"$f":"B4*PI()*B3^2","v":0.87964594300514221},"m3",null,null,60,0.5,0.87964594300514221,11.368210220849665,2.9607070422314079,3370,{"$f":"IF((126461.5-(53.61*F6)-(1936.09*B$2)-(224.59*I6))>=0,(126461.5-(53.61*F6)-(1936.09*B$2)-(224.59*I6)),0)","v":111011.26366649938},7.1917634039119216E-3,24.236242671183177,2.1319312539394394E-2,3345.7637573288166]
["Initial mängd eter",{"$f":"B1*B16*1000","v":1440},"g",null,null,75,0.5,0.87964594300514221,11.368210220849665,2.9430875153879348,3350,{"$f":"IF((126461.5-(53.61*F7)-(1936.09*B$2)-(224.59*I7))>=0,(126461.5-(53.61*F7)-(1936.09*B$2)-(224.59*I7)),0)","v":110207.11366649938},7.2438595277667384E-3,24.266929418018574,2.1346306011752175E-2,3325.7330705819813]
["Initial mängd eter i lösning",{"$f":"B7*B18","v":3.0186000000000002},"g",null,null,90,0.5,0.87964594300514221,11.368210220849665,2.9254676030554738,3330,109402.96366649939,7.2967159128534131E-3,24.298063989801864,2.1373693411508549E-2,3305.7019360101981]
["Initial vol etanol i lösning",{"$f":"B1*B19/100","v":0.1},"m3",null,null,105,0.5,0.87964594300514221,11.368210220849665,2.907847296795615,3310,108598.81366649938,7.3503493237290218E-3,24.329656261543061,2.1401483425176008E-2,3285.6703437384567]
["Spridningvinkel",45,"grader",null,null,120,0.5,0.87964594300514221,11.368210220849665,2.8902265879218443,3290,107794.66366649939,7.4047770215013298E-3,24.361716400739375,2.1429684996552227E-2,3265.6382835992608]
["delta t",15,"min",null,null,135,0.5,0.87964594300514221,11.368210220849665,2.872605467490366,3270,106990.51366649938,7.4600167823514196E-3,24.394254878289143,2.1458307336320443E-2,3245.6057451217107]
[null,null,null,null,null,150,0.5,0.87964594300514221,11.368210220849665,2.8549839262904944,3250,106186.36366649938,7.5160869168888755E-3,24.427282479888845,2.1487359932074811E-2,3225.5727175201109]
[null,null,null,null,null,165,0.5,0.87964594300514221,11.368210220849665,2.8373619548346372,3230,105382.21366649939,7.5730062903895945E-3,24.460810317958391,2.1516852558810418E-2,3205.5391896820415]
["Insert bränsle",null,null,null,null,180,0.5,0.87964594300514221,11.368210220849665,2.819739543347799,3210,104578.06366649938,7.6307943439571924E-3,24.494849844102589,2.1546795289884981E-2,3185.5051501558974]
["Petrol 95 Octane",null,null,null,null,195,0.5,0.87964594300514221,11.368210220849665,2.8021166817566212,3190,103773.91366649939,7.6894711166620722E-3,24.529412862152011,2.1577198508490169E-2,3165.4705871378478]
["koncentration eter",{"$f":"_xlfn.XLOOKUP(A15,'Attribut bränslen'!A2:A4,'Attribut bränslen'!C2:C4)","v":1.44},"g/l",null,null,210,0.5,0.87964594300514221,11.368210220849665,2.7844933596779136,3170,102969.76366649938,7.7490572687113346E-3,24.56451154181493,2.1608072919660493E-2,3145.4354884581849]
["koncentration eter i lösning",{"$f":"_xlfn.XLOOKUP('Med avgång'!A15,'Attribut bränslen'!A2:A4,'Attribut bränslen'!D2:D4)","v":3018.6},"ug/l",null,null,225,0.5,0.87964594300514221,11.368210220849665,2.7668695664066401,3150,102165.61366649938,{"$f":"IFERROR(1-L17/L16,0)","v":7.8095741057004897E-3},24.600158432956544,2.1639429562833962E-2,3125.3998415670435]
["Löslighet",{"$f":"B17/(B16*1000000)","v":2.09625E-3},null,null,null,240,0.5,0.87964594300514221,11.368210220849665,2.7492452909033638,3130,101361.46366649939,7.8710436040152487E-3,24.63636648056773,2.1671279825019277E-2,3105.3636335194324]
["Andel etanol (%)",{"$f":"_xlfn.XLOOKUP(A15,'Attribut bränslen'!A2:A4,'Attribut bränslen'!B2:B4)","v":10},null,null,null,255,0.5,0.87964594300514221,11.368210220849665,2.7316205217810761,3110,100557.31366649938,7.9334884374384629E-3,24.673149040433621,2.1703635454578655E-2,3085.3268509595664]
[null,null,null,null,null,270,0.5,0.87964594300514221,11.368210220849665,2.7139952472914137,3090,99753.163666499386,7.9969320050352621E-3,24.71051989555896,2.1736508575676286E-2,3065.2894801044408]
[null,null,null,null,null,285,0.5,0.87964594300514221,11.368210220849665,2.6963694553102129,3070,98949.013666499377,8.061398460388558E-3,24.748493273392874,2.1769911703430095E-2,3045.2515067266072]
["Tröskelvärde:",4,"ug/l",null,null,300,0.5,0.87964594300514221,11.368210220849665,2.6787431333223566,3050,98144.863666499383,8.1269127422566312E-3,24.787083863882724,2.1803857759792662E-2,3025.2129161361172]
["Tid till tröskelvärde",{"$f":"INDEX(F$2:F$1048576, _xlfn.XMATCH(MIN(ABS(P$2:P$1048576-B$22)), ABS(P$2:P$1048576-B$22), 0))","v":0},"min",null,null,315,0.5,0.87964594300514221,11.368210220849665,2.6611162684058911,3030,97340.713666499389,8.1935006067411775E-3,24.826306838425769,2.1838360090222043E-2,3005.1736931615742]
["Radie till tröskelvärde",{"$f":"INDEX(G$2:G$1048576, _xlfn.XMATCH(MIN(ABS(P$2:P$1048576-B$22)), ABS(P$2:P$1048576-B$22), 0))","v":0},"m",null,null,330,0.5,0.87964594300514221,11.368210220849665,2.6434888472153588,3010,96536.56366649938,8.26118866104808E-3,24.866177869754722,2.1873432481173988E-2,2985.1338221302453]
[null,null,null,null,null,345,0.5,0.87964594300514221,11.368210220849665,2.6258608559643042,2990,95732.413666499386,8.3300043989348316E-3,24.906713152815147,2.1909089178466658E-2,2965.093286847185]
["Att fixa",null,null,null,null,360,0.5,0.87964594300514221,11.368210220849665,2.6082322804069089,2970,94928.263666499377,8.3999762379480813E-3,24.947929426705802,2.1945344906580361E-2,2945.0520705732943]
["Temperatur -> löslighet (har bara vid 20 grader)",null,null,null,null,375,0.5,0.87964594300514221,11.368210220849665,2.5906031058186922,2950,94124.113666499383,8.4711335585482272E-3,24.989843997717269,2.19822148889234E-2,2925.0101560022827]
[null,null,null,null,null,390,0.5,0.87964594300514221,11.368210220849665,2.5729733169762459,2930,93319.963666499389,8.5435067452455105E-3,25.032474763569347,2.2019714869152381E-2,2904.9675252364304]
[null,null,null,null,null,405,0.5,0.87964594300514221,11.368210220849665,2.5553428981359141,2900,92515.81366649938,{"$f":"IFERROR(1-L29/L28,0)","v":8.6171272298586343E-3},24.989668966590038,2.1982060923502432E-2,2875.0103310334098]
[null,null,null,null,null,420,0.5,0.87964594300514221,11.368210220849665,2.5289911737914097,2880,91711.663666499386,8.6920275370304667E-3,25.033039306647744,2.2020211467180948E-2,2854.9669606933521]
[null,null,null,null,null,435,0.5,0.87964594300514221,11.368210220849665,2.5113601043876286,2850,90907.513666499377,{"$f":"IFERROR(1-L31/L30,0)","v":8.7682413321409358E-3},24.989487796601669,2.1981901558057168E-2,2825.0105122033983]
[null,null,null,null,null,450,0.5,0.87964594300514221,11.368210220849665,2.4850090360065979,2830,90103.363666499383,8.8458034717578959E-3,25.033623825074844,2.2020725636443955E-2,2804.9663761749252]
[null,null,null,null,null,465,0.5,0.87964594300514221,11.368210220849665,2.4673772930681084,2800,89299.213666499389,8.9247500567948279E-3,24.989300159025518,2.198173650342455E-2,2775.0106998409747]
[null,null,null,null,null,480,0.5,0.87964594300514221,11.368210220849665,2.441026903910974,2780,88495.06366649938,9.0051184885370228E-3,25.034229398132922,2.2021258326327689E-2,2754.965770601867]
[null,null,null,null,null,495,0.5,0.87964594300514221,11.368210220849665,2.4233944632279676,2750,87690.913666499386,9.0869475277230993E-3,24.989105701238522,2.1981565449421134E-2,2725.0108942987613]
[null,null,null,null,null,510,0.5,0.87964594300514221,11.368210220849665,2.3970447778147199,2730,86886.763666499377,9.170277356879919E-3,25.034857184282178,2.2021810555866956E-2,2704.9651428157176]
[null,null,null,null,null,525,0.5,0.87964594300514221,11.368210220849665,2.3794116138481711,2700,86082.613666499383,9.2551496461140692E-3,24.988904044507986,2.1981388062896241E-2,2675.0110959554922]
[null,null,null,null,null,540,0.5,0.87964594300514221,11.368210220849665,2.3530626580509879,2680,85278.463666499389,9.3416076225963929E-3,25.035508428558334,2.2022383420252385E-2,2654.9644915714416]
[null,null,null,null,null,555,0.5,0.87964594300514221,11.368210220849665,2.3354287438335284,2650,84474.31366649938,9.4296961439739313E-3,24.988694781530917,2.1981203985567441E-2,2625.0113052184693]
[null,null,null,null,null,570,0.5,0.87964594300514221,11.368210220849665,2.3090805449780598,2630,83670.163666499386,9.5194617759754019E-3,25.036184470815307,2.2022978098081028E-2,2604.9638155291846]
[null,null,null,null,null,585,0.5,0.87964594300514221,11.368210220849665,2.291445852005443,2600,82866.013666499377,9.6109528744949824E-3,24.988477473686956,2.1981012831604117E-2,2575.011522526313]
[null,null,null,null,null,600,0.5,0.87964594300514221,11.368210220849665,2.2650984389817652,2580,82061.863666499383,9.7042196724504981E-3,25.036886754922286,2.2023595859446569E-2,2554.9631132450777]
[null,null,null,null,null,615,0.5,0.87964594300514221,11.368210220849665,2.2474629370938204,2550,81257.713666499389,9.7993143717534092E-3,24.988251647971193,2.198081418492942E-2,2525.0117483520289]
[null,null,null,null,null,630,0.5,0.87964594300514221,11.368210220849665,2.2211163404781833,2530,80453.56366649938,9.8962912407359882E-3,25.03761683906205,2.2024238074998165E-2,2504.9623831609379]
[null,null,null,null,null,645,0.5,0.87964594300514221,11.368210220849665,2.2034799977280111,2500,79649.413666499386,9.9952067174227111E-3,24.988016793556778,2.1980607596196581E-2,2475.0119832064433]
[null,null,null,null,null,660,0.5,0.87964594300514221,11.368210220849665,2.177134249916659,2480,78845.263666499377,1.0096119519059754E-2,25.038376407268188,2.202490622608913E-2,2454.9616235927319]
[null,null,null,null,null,675,0.5,0.87964594300514221,11.368210220849665,2.1594970324266636,2450,78041.113666499383,1.0199090758341467E-2,24.987772357936596,2.1980392579394964E-2,2425.0122276420634]
[null,null,null,null,null,690,0.5,0.87964594300514221,11.368210220849665,2.1331521677832037,2430,77236.963666499389,1.0304184066829758E-2,25.039167282396313,2.202560191618701E-2,2404.9608327176038]
[null,null,null,null,null,705,0.5,0.87964594300514221,11.368210220849665,2.1155140395863086,2400,76432.81366649938,1.0411465726076985E-2,24.987517742584764,2.1980168608033694E-2,2375.0124822574153]
[null,null,null,null,null,720,0.5,0.87964594300514221,11.368210220849665,2.0891700946043077,2380,75628.663666499386,1.0521004807029E-2,25.039991440729018,2.2026326883720769E-2,2354.960008559271]
[null,null,null,null,null,735,0.5,0.87964594300514221,11.368210220849665,2.071531017468518,2350,74824.513666499377,1.0632873318323854E-2,24.987252298061058,2.1979935110835326E-2,2325.0127477019391]
[null,null,null,null,null,750,0.5,0.87964594300514221,11.368210220849665,2.0451880309512491,2330,74020.363666499383,1.0747146364147087E-2,25.040851028462711,{"$f":"N52/1000000*1000*H52","v":2.2027083016583366E-2},2304.9591489715372]
[null,null,null,null,null,765,0.5,0.87964594300514221,11.368210220849665,2.027547964185398,2300,73216.213666499389,1.0863902312384099E-2,24.986975318483427,2.197969146687357E-2,2275.0130246815165]
[null,null,null,null,null,780,0.5,0.87964594300514221,11.368210220849665,2.0012059774449535,2280,72412.06366649938,1.0983222973847351E-2,25.04174838037196,2.2027872368549785E-2,2254.9582516196278]
[null,null,null,null,null,795,0.5,0.87964594300514221,11.368210220849665,1.9835648776831745,2250,71607.913666499386,1.110519379344832E-2,24.986686035258721,2.1979437000058576E-2,2225.0133139647414]
[null,null,null,null,null,810,0.5,0.87964594300514221,11.368210220849665,1.9572239347615115,2230,70803.763666499377,{"$f":"IFERROR(1-L56/L55,0)","v":1.1229904054252837E-2},25.042686040983828,2.2028697177902928E-2,2204.9573139590161]
[null,null,null,null,null,825,0.5,0.87964594300514221,11.368210220849665,1.9395817557235639,2200,69999.613666499383,1.1357447095435624E-2,24.986383609958374,2.1979170972870065E-2,2175.0136163900415]
[null,null,null,null,null,840,0.5,0.87964594300514221,11.368210220849665,1.9132419036384427,2180,69195.463666499389,1.148792054526504E-2,25.043666788677786,2.2029559888633032E-2,2154.9563332113221]
[null,null,null,null,null,855,0.5,0.87964594300514221,11.368210220849665,1.8955985958625772,2150,68391.31366649938,1.1621426570327831E-2,24.986067126204837,2.1978892579220238E-2,2125.0139328737951]
[null,null,null,null,null,870,0.5,0.87964594300514221,11.368210220849665,1.8692598848818356,2130,67587.163666499386,1.1758072142338372E-2,25.04469366318073,2.2030463174623524E-2,2104.9553063368194]
[null,null,null,null,null,885,0.5,0.87964594300514221,11.368210220849665,1.8516153954263295,2100,66783.013666499377,1.1897969323997559E-2,24.985735580394874,2.1978600936293582E-2,2075.0142644196053]
[null,null,null,null,null,900,0.5,0.87964594300514221,11.368210220849665,1.8252778793745053,2080,65978.863666499383,1.2041235575497633E-2,25.045769997035077,2.2031409967331821E-2,2054.9542300029648]
[null,null,null,null,null,{"$f":"F62+B$11","v":915},{"$f":"G62+(B$5/100)*(F63-F62)*60","v":0.5},{"$f":"($B$6-$B$6*($B$10/360.000000000001))+$B$4*PI()*(G63^2)*($B$10/360.000000000001)","v":0.87964594300514221},{"$f":"($B$9/H63)*100","v":11.368210220849665},1.8076321514833642,2050,65174.713666499381,{"$f":"IFERROR(1-L63/L62,0)","v":1.2187994083449283E-2},24.98538787107103,2.1978295075197517E-2,2025.014612128929]
[null,null,null,null,null,930,0.5,0.87964594300514221,11.368210220849665,1.781295888085344,2030,64370.563666499373,1.2338374114152062E-2,25.046899451728684,2.2032403487570858E-2,2004.9531005482713]
[null,null,null,null,null,945,0.5,0.87964594300514221,11.368210220849665,1.763648860812868,2000,63566.413666499378,1.2492511393348282E-2,24.985022786696565,2.1977973930208665E-2,1975.0149772133034]
[null,null,null,null,null,960,0.5,0.87964594300514221,11.368210220849665,1.7373139120800758,1980,62762.26366649937,1.265054851480174E-2,25.048086059307447,2.2033447282113455E-2,1954.9519139406925]
[null,null,null,null,null,975,0.5,0.87964594300514221,11.368210220849665,1.7196655198680681,{"$f":"IFERROR(ROUND((J67)*1000000/(H67*1000),2-INT(LOG10(ABS((J67)*1000000/(H67*1000))))),0)","v":1950},{"$f":"IF((126461.5-(53.61*F67)-(1936.09*B$2)-(224.59*I67))>=0,(126461.5-(53.61*F67)-(1936.09*B$2)-(224.59*I67)),0)","v":61958.113666499376},1.2812635380282322E-2,24.984638991550529,2.1977636326365509E-2,1925.0153610084494]
[null,null,null,null,null,990,0.5,0.87964594300514221,11.368210220849665,1.6933319525336619,1930,61153.963666499381,1.2978929673819195E-2,{"$f":"M68*K68","v":25.049334270471046},{"$f":"N68/1000000*1000*H68","v":2.2034545265999531E-2},{"$f":"K68-N68","v":1904.950665729529}]
[null,null,null,null,null,1005,0.5,0.87964594300514221,11.368210220849665,{"$f":"P68/1000000*1000*H68","v":1.6756821247339249},1900,60349.813666499373,1.3149597373367405E-2,24.98423500939807,2.1977280965104054E-2,1875.0157649906018]
[null,null,null,null,null,1020,0.5,0.87964594300514221,11.368210220849665,1.6493500107446659,1880,59545.663666499378,1.3324813303381977E-2,25.050649010358118,2.2035701771607297E-2,1854.949350989642]
[null,"utifrån simulering",null,null,null,1035,0.5,0.87964594300514221,11.368210220849665,1.6316986710780601,1850,58741.51366649937,1.3504761732170079E-2,24.983809204514646,2.1976906407565836E-2,1825.0161907954853]
["P98; 18,5C; 0min; 73008,6ug/l",73200,null,null,null,1050,0.5,0.87964594300514221,11.368210220849665,1.6053680881519472,1830,57937.363666499376,1.3689637018301837E-2,25.052035743492361,2.2036921605782866E-2,1804.9479642565077]
["P98; 18,5C; 1440min; 37,4ug/l",10900,null,null,null,1065,0.5,0.87964594300514221,11.368210220849665,1.5877151540936274,1800,57133.213666499381,1.3879644310860639E-2,24.983359759549153,2.1976511055125339E-2,1775.0166402404509]
["E85; 18,5C; 0min; 63582ug/l",63400,null,null,null,1080,0.5,0.87964594300514221,11.368210220849665,1.5613861863541305,1780,56329.063666499373,1.4075000308822694E-2,25.053500549704395,2.2038210116624574E-2,1754.9464994502955]
["E85; 18,5C; 1440min; 660ug/l",1400,null,null,null,1095,0.5,0.87964594300514221,11.368210220849665,1.5437315684325283,1750,55524.913666499378,1.4275934085484332E-2,24.98288464959758,2.1976093126583957E-2,1725.0171153504025]
["P98; 10C; 0min; 107328ug/l",107000,null,null,null,1110,0.5,0.87964594300514221,11.368210220849665,1.517404307132415,1730,54720.76366649937,1.4482687984532339E-2,25.055050213240946,2.2039573271867521E-2,1704.944949786759]
["P98; 10C; 1200min; 38324ug/l",42400,null,null,null,1125,0.5,0.87964594300514221,11.368210220849665,1.4997479081270284,1700,53916.613666499376,1.4695518595116086E-2,24.982381611697345,2.1975650631335837E-2,1675.0176183883027]
["E85; 10C; 0min; 104317ug/l",104000,null,null,null,1140,0.5,0.87964594300514221,11.368210220849665,1.473422452477406,1680,53112.463666499374,1.4914697814185085E-2,25.056692327830945,2.2041017751304563E-2,1654.9433076721691]
["E85; 10C; 1200min; 8925ug/l",27100,null,null,null,1155,0.5,0.87964594300514221,11.368210220849665,1.4557641664973344,1650,52308.313666499373,1.5140514005326011E-2,24.981848108787919,2.1975181337665975E-2,1625.018151891212]
["P98; 5C; 0min; 78455ug/l",78600,null,null,null,1170,0.5,0.87964594300514221,11.368210220849665,1.4294406246208187,1630,51504.163666499378,1.5373273264494669E-2,25.058435421126312,2.2042551056250113E-2,1604.9415645788738]
["P98; 5C; 1440min; 32663ug/l",27000,null,null,null,1185,0.5,0.87964594300514221,11.368210220849665,1.4117803360421317,1600,50700.013666499377,1.5613300804320329E-2,24.981281286912527,2.1974682735102884E-2,1575.0187187130875]
["E85; 5C; 0min; 110472ug/l",110000,null,null,null,1200,0.5,0.87964594300514221,11.368210220849665,1.3854588260731246,1580,49895.863666499376,1.5860942470146799E-2,25.060289102831945,2.2044181639842099E-2,1554.939710897168]
["E85; 5C; 1440min; 44850ug/l",22100,null,null,null,1215,0.5,0.87964594300514221,11.368210220849665,1.3677964083082825,1550,49091.713666499374,1.6116566402675891E-2,24.980677924147631,2.1974151989494581E-2,1525.0193220758524]
[null,null,null,null,null,1230,0.5,0.87964594300514221,11.368210220849665,1.3414770596684757,1530,48287.563666499373,1.6380564864020286E-2,25.062264241951038,2.2045919062955079E-2,1504.937735758049]
[null,null,null,null,null,1245,0.5,0.87964594300514221,11.368210220849665,1.3238123737349126,1500,47483.413666499378,1.665335624621489E-2,24.980034369322336,2.1973585889103409E-2,1475.0199656306777]
[null,null," ",null,null,1260,0.5,0.87964594300514221,11.368210220849665,1.2974953286186099,1480,46679.26366649937,1.6935387283820269E-2,25.064373180053998,2.2047774181801396E-2,1454.935626819946]
[null,null,null,null,null,1275,0.5,0.87964594300514221,11.368210220849665,1.279828221465809,1450,45875.113666499376,1.7227135495222368E-2,24.979346468072432,2.1972980779559743E-2,1425.0206535319276]
[null,null,null,null,null,1290,0.5,0.87964594300514221,11.368210220849665,1.2535136365778963,1430,45070.963666499381,1.7529111880702164E-2,25.066629989404095,2.2049759374990343E-2,1404.9333700105958]
[null,null,null,null,null,1305,0.5,0.87964594300514221,11.368210220849665,1.235843939122363,1400,44266.813666499373,1.7841863909329292E-2,24.97860947306101,2.1972332484887929E-2,1375.0213905269391]
[null,null,null,null,null,1320,0.5,0.87964594300514221,11.368210220849665,1.2095319877223112,1380,43462.663666499378,1.8165978831418905E-2,25.069050787358091,2.2051888820089412E-2,1354.930949212642]
[null,null,null,null,null,1335,0.5,0.87964594300514221,11.368210220849665,1.1918595125270068,1350,42658.51366649937,1.8502087358714725E-2,24.977817934264877,2.1971636210997181E-2,1325.022182065735]
[null,null,null,null,null,1350,0.5,0.87964594300514221,11.368210220849665,1.1655503868459447,1330,41854.363666499376,1.8850867760812573E-2,25.071654121880723,2.205417883274053E-2,1304.9283458781192]
[null,null,null,null,null,1365,0.5,0.87964594300514221,11.368210220849665,1.1478749253640987,1300,41050.213666499381,1.9213050433822376E-2,24.976965563969088,2.197088642692455E-2,1275.0230344360309]
[null,null,null,null,null,1380,0.5,0.87964594300514221,11.368210220849665,1.1215688394797603,1280,40246.063666499373,1.9589423006006634E-2,25.074461447688492,2.2056648285498026E-2,1254.9255385523115]
[null,null,null,null,null,1395,0.5,0.87964594300514221,11.368210220849665,1.1038901587610839,1250,39441.913666499378,1.9980836055511264E-2,24.97604506938908,2.1970076717601691E-2,1225.0239549306109]
[null,null,null,null,null,1410,0.5,0.87964594300514221,11.368210220849665,1.0775873520388262,1230,38637.76366649937,2.0388209527547052E-2,25.077497718882874,2.2059319129136029E-2,1204.9225022811172]
[null,null,null,null,null,1425,0.5,0.87964594300514221,11.368210220849665,1.059905190767189,1200,37833.613666499376,2.0812539952906883E-2,24.97504794348826,2.1969199599848367E-2,1175.0249520565117]
[null,null,null,null,null,1440,0.5,0.87964594300514221,11.368210220849665,1.0336059320063222,1180,37029.463666499381,2.1254908587070687E-2,25.080792132743412,2.206221704692303E-2,1154.9192078672565]
[null,null,null,null,null,1455,0.5,0.87964594300514221,11.368210220849665,1.0159199956991447,1150,36225.313666499373,2.1716490609814731E-2,24.97396420128694,2.1968246290417714E-2,1125.0260357987131]
[null,null,null,null,null,1470,0.5,0.87964594300514221,11.368210220849665,0.9896245881654957,1130,35421.163666499378,2.2198565550135219E-2,25.084379071652798,2.2065372283182477E-2,1104.9156209283472]
[null,null,null,null,null,1485,0.5,0.87964594300514221,11.368210220849665,0.97193454331262807,1100,34617.01366649937,2.2702529131208626E-2,24.972782044329488,2.1967206410846096E-2,1075.0272179556705]
[null,null,null,null,null,1500,0.5,0.87964594300514221,11.368210220849665,0.94564333089481034,1080,33812.863666499376,2.3229906766285002E-2,25.088299307587803,2.2068820702818331E-2,1054.9117006924123]
[null,null,null,null,null,1515,0.5,0.87964594300514221,11.368210220849665,0.92794879774273531,1050,33008.713666499381,2.3782368980380664E-2,24.971487429399698,2.1966067608075349E-2,1025.0285125706002]
[null,null,null,null,null,1530,0.5,0.87964594300514221,11.368210220849665,0.90166217254732395,1030,32204.563666499373,2.4361749086155515E-2,25.092601558740181,2.2072605160590307E-2,1004.9073984412598]
[null,null,null,null,null,1545,0.5,0.87964594300514221,11.368210220849665,0.88396271613470612,1000,31400.413666499378,2.4970063508002349E-2,24.970063508002347,2.1964815061395013E-2,975.02993649199766]
[null,null,null,null,null,1560,0.5,0.87964594300514221,11.368210220849665,0.85768112794374718,975,30596.26366649937,2.560953522908338E-2,24.969296848356297,2.1964140672347698E-2,950.03070315164371]

{"sheet":"Med avgång_ekv2","index":6,"n_rows":106,"n_cols":16,"rows_kept":106,"cut":false,"hidden":true,"merged":[]}
["Mängd bränsle",1,"m3",null,null,"Tid (min)","Radie (m)","Volym (m3)","Vol% etanol","Mängd eter (g)","Koncentration eter (ug/l)","Teoretisk avgång","Avgång eter (%)","Avgång eter (ug/l)","Avgång eter (g)","Koncentration eter ny (ug/l)"]
["Temperatur",18.5,"C",null,null,0,{"$f":"B3","v":0.56999999999999995},{"$f":"B6","v":1.5310551797269856},{"$f":"($B$9/H2)*100","v":55.517267519487454},{"$f":"B8","v":96.576224702644652},{"$f":"P2","v":63100},{"$f":"91140-26.5*F2+1480*B$2+449.5*I2-3.158*F2*B$2-0.3128*F2*I2-66.17*B$2+0.04497*F2*B$2*I2","v":142250.86675000962},null,null,null,{"$f":"IFERROR(ROUND((J2-M2)*1000000/(H2*1000),2-INT(LOG10(ABS((J2-M2)*1000000/(H2*1000))))),\"\")","v":63100}]
["Initial spridningsradie",0.56999999999999995,"m",null,null,{"$f":"F2+B$11","v":15},{"$f":"G2+(B$5/100)*(F3-F2)*60","v":0.56999999999999995},{"$f":"($B$6-$B$6*($B$10/360.000000000001))+$B$4*PI()*(G3^2)*($B$10/360.000000000001)","v":1.5310551797269856},{"$f":"($B$9/H3)*100","v":55.517267519487454},{"$f":"J2","v":96.576224702644652},{"$f":"IFERROR(ROUND(J3*1000000/(H3*1000),2-INT(LOG10(ABS(J3*1000000/(H3*1000))))),0)","v":63100},{"$f":"91140-26.5*F3+1480*B$2+449.5*I3-3.158*F3*B$2-0.3128*F3*I3-66.17*B$2+0.04497*F3*B$2*I3","v":141409.34442770566},{"$f":"IFERROR(1-L3/L2,0)","v":5.9157623537214876E-3},{"$f":"M3*K3","v":373.28460451982585},{"$f":"N3/1000000*1000*H3","v":0.57151932726241861},{"$f":"K3-N3","v":62726.715395480176}]
["Djup råvattenintag",1.5,"m",null,null,30,0.56999999999999995,1.5310551797269856,{"$f":"($B$9/H4)*100","v":55.517267519487454},{"$f":"IF(J3-O3>=0,J3-O3,0)","v":96.00470537538223},{"$f":"IFERROR(ROUND(J4*1000000/(H4*1000),2-INT(LOG10(ABS(J4*1000000/(H4*1000))))),0)","v":62700},140567.82210540175,{"$f":"IFERROR(1-L4/L3,0)","v":5.9509668594364129E-3},{"$f":"M4*K4","v":373.1256220866631},{"$f":"N4/1000000*1000*H4","v":0.57127591638463915},{"$f":"K4-N4","v":62326.874377913337}]
["Vattenhastighet",0,"cm/s",null,null,45,0.56999999999999995,1.5310551797269856,55.517267519487454,{"$f":"IF(J4-O4>=0,J4-O4,0)","v":95.433429458997594},62300,139726.29978309778,5.9865928752382835E-3,372.96473612734508,0.57102959110328011,61927.035263872654]
["Inital volym",{"$f":"B4*PI()*B3^2","v":1.5310551797269856},"m3",null,null,60,0.56999999999999995,1.5310551797269856,55.517267519487454,94.862399867894311,62000,138884.77746079388,6.022648016946186E-3,373.40417705066352,0.57170239940511069,61626.595822949334]
["Initial mängd eter",{"$f":"B1*B16*1000","v":7610},"g",null,null,75,0.56999999999999995,1.5310551797269856,55.517267519487454,94.290697468489199,61600,138043.25513848991,6.0591400849637767E-3,373.24302923376865,0.57145567320535218,61226.756970766233]
["Initial mängd eter i lösning",{"$f":"B7*B18","v":96.576224702644652},"g",null,null,90,0.56999999999999995,1.5310551797269856,55.517267519487454,93.71924179528385,61200,137201.73281618601,6.0960770698985645E-3,373.07991667779214,0.57120593888164584,60826.920083322206]
["Initial vol etanol i lösning",{"$f":"B1*B19/100","v":0.85},"m3",null,null,105,0.56999999999999995,1.5310551797269856,55.517267519487454,93.148035856402203,60800,136360.21049388204,6.1334671584023503E-3,372.9148032308629,0.57095314108348227,60427.085196769134]
["Spridningvinkel",45,"grader",null,null,120,0.56999999999999995,1.5310551797269856,55.517267519487454,92.577082715318724,60500,135518.68817157811,6.1713187392130608E-3,373.3647837223902,0.57164208604581124,60126.635216277609]
["delta t",15,"min",null,null,135,0.56999999999999995,1.5310551797269856,55.517267519487454,92.005440629272911,60100,134677.16584927417,6.2096404094356128E-3,373.19938860708032,0.5713888569978145,59726.800611392922]
[null,null,null,null,null,150,0.56999999999999995,1.5310551797269856,55.517267519487454,91.434051772275097,59700,133835.64352697026,6.2484409810472652E-3,373.03192656852173,0.57113246337627177,59326.968073431475]
[null,null,null,null,null,165,0.56999999999999995,1.5310551797269856,55.517267519487454,90.862919308898825,59300,132994.12120466633,6.2877294876558798E-3,372.86235861799366,0.5708728454873,58927.137641382003]
["Insert bränsle",null,null,null,null,180,0.56999999999999995,1.5310551797269856,55.517267519487454,90.292046463411523,59000,132152.59888236239,6.3275151915092032E-3,373.323396299043,0.57157871961691997,58626.676603700958]
["Ethanol 85",null,null,null,null,195,0.56999999999999995,1.5310551797269856,55.517267519487454,89.7204677437946,58600,131311.07656005846,6.3678075907763754E-3,373.1535248194956,0.57131863700827112,58226.846475180508]
["koncentration eter",{"$f":"_xlfn.XLOOKUP(A15,'Attribut bränslen'!A2:A4,'Attribut bränslen'!C2:C4)","v":7.61},"g/l",null,null,210,0.56999999999999995,1.5310551797269856,55.517267519487454,89.149149106786325,58200,130469.55423775451,6.4086164271074386E-3,372.98147605765291,0.57105522086028615,57827.018523942344]
["koncentration eter i lösning",{"$f":"_xlfn.XLOOKUP('Med avgång_ekv2'!A15,'Attribut bränslen'!A2:A4,'Attribut bränslen'!D2:D4)","v":96576.224702644657},"ug/l",null,null,225,0.56999999999999995,1.5310551797269856,55.517267519487454,88.578093885926037,57900,129628.03191545057,{"$f":"IFERROR(1-L17/L16,0)","v":6.4499516934841683E-3},373.45220305273335,0.57177592986434134,57526.547796947263]
["Löslighet",{"$f":"B17/(B16*1000000)","v":1.269069969811362E-2},null,null,null,240,0.56999999999999995,1.5310551797269856,55.517267519487454,88.006317956061693,57500,128786.50959314663,6.4918236423802123E-3,373.27985943686218,0.57151206227856899,57126.720140563135]
["Andel etanol (%)",{"$f":"_xlfn.XLOOKUP(A15,'Attribut bränslen'!A2:A4,'Attribut bränslen'!B2:B4)","v":85},null,null,null,255,0.56999999999999995,1.5310551797269856,55.517267519487454,87.434805893783121,57100,127944.9872708427,6.5342427942368664E-3,373.10526355092509,0.57124474634304601,56726.894736449074]
[null,null,null,null,null,270,0.56999999999999995,1.5310551797269856,55.517267519487454,86.86356114744008,56700,127103.46494853878,6.5772199462768022E-3,372.92837095389467,0.5709739140161072,56327.071629046106]
[null,null,null,null,null,285,0.56999999999999995,1.5310551797269856,55.517267519487454,86.292587233423973,56400,126261.94262623484,6.6207661816666263E-3,373.41121264599775,0.57171317128978971,56026.588787354005]
["Tröskelvärde:",1.4,"ug/l",null,null,300,0.56999999999999995,1.5310551797269856,55.517267519487454,85.720874062134186,56000,125420.42030393091,6.6648928790445927E-3,373.23400122649718,0.57144185082805654,55626.765998773502]
["Tid till tröskelvärde",{"$f":"INDEX(F$2:F$1048576, _xlfn.XMATCH(MIN(ABS(P$2:P$1048576-B$22)), ABS(P$2:P$1048576-B$22), 0))","v":0},"min",null,null,315,0.56999999999999995,1.5310551797269856,55.517267519487454,85.149432211306134,55600,124578.89798162697,6.7096117224346719E-3,373.05441176736775,0.57116688945643213,55226.945588232629]
["Radie till tröskelvärde",{"$f":"INDEX(G$2:G$1048576, _xlfn.XMATCH(MIN(ABS(P$2:P$1048576-B$22)), ABS(P$2:P$1048576-B$22), 0))","v":0},"m",null,null,330,0.56999999999999995,1.5310551797269856,55.517267519487454,84.578265321849699,55200,123737.37565932304,6.7549347115596348E-3,372.87239607809181,0.57088821339257456,54827.127603921908]
[null,null,null,null,null,345,0.56999999999999995,1.5310551797269856,55.517267519487454,84.007377108457121,54900,122895.8533370191,6.8008741725769095E-3,373.36799207447234,0.57164699820988496,54526.632007925531]
["Att fixa",null,null,null,null,360,0.56999999999999995,1.5310551797269856,55.517267519487454,83.435730110247235,54500,122054.33101471516,6.8474427692545303E-3,373.18563092437188,0.57136779322644271,54126.814369075626]
["Temperatur -> löslighet (har bara vid 20 grader)",null,null,null,null,375,0.56999999999999995,1.5310551797269856,55.517267519487454,82.864362317020792,54100,121212.80869241123,6.8946535146096055E-3,373.00075514037968,0.57108473819975536,53726.999244859617]
["Luktgräns",null,null,null,null,390,0.56999999999999995,1.5310551797269856,55.517267519487454,82.293277578821034,53700,120371.28637010729,6.9425197830319529E-3,372.81331234881588,0.57079775294282908,53327.186687651185]
["Plocka ut radie när under 4 ug/l",null,null,null,null,405,0.56999999999999995,1.5310551797269856,55.517267519487454,81.72247982587821,53400,119529.76404780336,6.9910553229155514E-3,373.32235424369043,0.57157712417267481,53026.67764575631]
[null,null,null,null,null,420,0.56999999999999995,1.5310551797269856,55.517267519487454,81.150902701705533,53000,118688.24172549942,7.0402742698244536E-3,373.13453630069603,0.57128956453820756,52626.865463699301]
[null,null,null,null,null,435,0.56999999999999995,1.5310551797269856,55.517267519487454,80.579613137167328,52600,117846.71940319549,7.0901911602178069E-3,372.94405502745667,0.57099792719817344,52227.055944972541]
[null,null,null,null,null,450,0.56999999999999995,1.5310551797269856,55.517267519487454,80.00861520996915,52300,117005.19708089155,7.1408209457641814E-3,373.4649354634667,0.57179542388774507,51926.535064536532]
[null,null,null,null,null,465,0.56999999999999995,1.5310551797269856,55.517267519487454,79.436819786081401,51900,116163.67475858761,7.1921790082721815E-3,373.2740905293262,0.57150322976280465,51526.725909470675]
[null,null,null,null,null,480,0.56999999999999995,1.5310551797269856,55.517267519487454,78.865316556318589,51500,115322.15243628369,7.2442811752708725E-3,373.08048052644995,0.57120680216505393,51126.919519473551]
[null,null,null,null,null,495,0.56999999999999995,1.5310551797269856,55.517267519487454,78.294109754153538,51100,114480.63011397974,7.297143736272993E-3,372.88404492354994,0.57090604841775106,50727.11595507645]
[null,null,null,null,null,510,0.56999999999999995,1.5310551797269856,55.517267519487454,77.723203705735784,50800,113639.10779167581,7.3507834597529298E-3,373.41979975544882,0.57172631862819367,50426.580200244549]
[null,null,null,null,null,525,0.56999999999999995,1.5310551797269856,55.517267519487454,77.15147738710759,50400,112797.58546937187,7.4052176108828638E-3,373.22296758849632,0.57142495771944413,50026.777032411504]
[null,null,null,null,null,540,0.56999999999999995,1.5310551797269856,55.517267519487454,76.580052429388147,50000,111956.06314706794,7.4604639700592834E-3,373.02319850296419,0.57111910022629087,49626.976801497032]
[null,null,null,null,null,555,0.56999999999999995,1.5310551797269856,55.517267519487454,76.008933329161849,49600,111114.540824764,7.5165408522671617E-3,372.82042627245124,0.57080864475245929,49227.179573727546]
[null,null,null,null,null,570,0.56999999999999995,1.5310551797269856,55.517267519487454,75.438124684409388,49300,110273.01850246007,7.5734671273229859E-3,373.37192937702321,0.57165302643734961,48926.628070622974]
[null,null,null,null,null,585,0.56999999999999995,1.5310551797269856,55.517267519487454,74.866471657972042,48900,109431.49618015613,7.6312622410454889E-3,373.16872358712442,0.57134190716017452,48526.831276412879]
[null,null,null,null,null,600,0.56999999999999995,1.5310551797269856,55.517267519487454,74.295129750811867,48500,108589.97385785221,7.6899462374024896E-3,372.96239251402073,0.57102600290196059,48127.037607485981]
[null,null,null,null,null,615,0.56999999999999995,1.5310551797269856,55.517267519487454,73.724103747909908,48200,107748.45153554827,7.7495397816884637E-3,373.52781747738396,0.57189169972086484,47826.472182522615]
[null,null,null,null,null,630,0.56999999999999995,1.5310551797269856,55.517267519487454,73.152212048189043,47800,106906.92921324434,7.8100641847860253E-3,373.32106803277202,0.57157515491278599,47426.678931967224]
[null,null,null,null,null,645,0.56999999999999995,1.5310551797269856,55.517267519487454,72.58063689327625,47400,106065.4068909404,7.8715414285763785E-3,373.11106371452036,0.57125362671356172,47026.888936285482]
[null,null,null,null,null,660,0.56999999999999995,1.5310551797269856,55.517267519487454,72.009383266562693,47000,105223.88456863647,7.9339941925571367E-3,372.89772705018544,0.57092699650860601,46627.102272949815]
[null,null,null,null,null,675,0.56999999999999995,1.5310551797269856,55.517267519487454,71.43845627005409,46700,104382.36224633253,7.9974458817382299E-3,373.48072267717532,0.57181959498306711,46326.519277322826]
[null,null,null,null,null,690,0.56999999999999995,1.5310551797269856,55.517267519487454,70.866636675071021,46300,103540.83992402859,8.061920655886512E-3,373.26692636754552,0.57149226103580197,45926.733073632451]
[null,null,null,null,null,705,0.56999999999999995,1.5310551797269856,55.517267519487454,70.295144414035221,45900,102699.31760172464,8.1274434601980028E-3,373.0496548230883,0.57115960631225338,45526.950345176912]
[null,null,null,null,null,720,0.56999999999999995,1.5310551797269856,55.517267519487454,69.723984807722971,45500,101857.79527942072,8.1940400574753713E-3,372.82882261512941,0.57082150001640741,45127.171177384873]
[null,null,null,null,null,735,0.56999999999999995,1.5310551797269856,55.517267519487454,69.153163307706564,45200,101016.27295711679,8.2617370619051389E-3,373.43051519811229,0.57174272456218667,44826.56948480189]
[null,null,null,null,null,750,0.56999999999999995,1.5310551797269856,55.517267519487454,68.581420583144379,44800,100174.75063481285,8.3305619745165371E-3,373.20917645834083,0.57140384273818534,44426.790823541662]
[null,null,null,null,null,765,0.56999999999999995,1.5310551797269856,55.517267519487454,68.010016740406186,44400,99333.228312508916,8.4005432204339314E-3,372.98411898726658,0.57105926733136081,44027.015881012732]
[null,null,null,null,null,780,0.56999999999999995,1.5310551797269856,55.517267519487454,67.438957473074822,44000,98491.705990204966,8.47171018801951E-3,372.75524827285847,0.57070885363857837,43627.244751727143]
[null,null,null,null,null,795,0.56999999999999995,1.5310551797269856,55.517267519487454,66.868248619436244,43700,97650.18366790103,8.5440932700223682E-3,373.37687589997751,0.57166059983694051,43326.623124100021]
[null,null,null,null,null,810,0.56999999999999995,1.5310551797269856,55.517267519487454,66.296588019599298,43300,96808.661345597095,8.6177239068578881E-3,373.14744516694657,0.57130932872474482,42926.852554833051]
[null,null,null,null,null,825,0.56999999999999995,1.5310551797269856,55.517267519487454,65.725278690874546,42900,95967.139023293159,8.6926346321408721E-3,372.91402571884339,0.57095195066967752,42527.085974281159]
[null,null,null,null,null,840,0.56999999999999995,1.5310551797269856,55.517267519487454,65.154326740204866,42600,95125.616700989223,8.7688591206170896E-3,373.55339853828804,0.57193086573666485,42226.446601461714]
[null,null,null,null,null,855,0.56999999999999995,1.5310551797269856,55.517267519487454,64.582395874468205,42200,94284.094378685288,8.8464322386377914E-3,373.31944047051479,0.57157266302516163,41826.680559529486]
[null,null,null,null,null,870,0.56999999999999995,1.5310551797269856,55.517267519487454,64.010823211443039,41800,93442.572056381352,8.9253900973372824E-3,373.08130606869838,0.57120806611578956,41426.9186939313]
[null,null,null,null,null,885,0.56999999999999995,1.5310551797269856,55.517267519487454,63.439615145327252,41400,92601.049734077445,9.0057701086839748E-3,372.83888249951656,0.57083690225450578,41027.16111750048]
[null,null,null,null,null,900,0.56999999999999995,1.5310551797269856,55.517267519487454,62.868778243072747,41100,91759.52741177351,9.0876110445889946E-3,373.50081393260768,0.57185035580376409,40726.499186067391]
[null,null,null,null,null,915,0.56999999999999995,1.5310551797269856,55.517267519487454,62.296927887268986,40700,90918.005089469574,9.1709530992633015E-3,373.25779114001637,0.5714782744983754,40326.742208859985]
[null,null,null,null,null,930,0.56999999999999995,1.5310551797269856,55.517267519487454,61.72544961277061,40300,90076.482767165639,9.2558379550433667E-3,373.0102695882477,0.57109930534444586,39926.989730411755]
[null,null,null,null,null,945,0.56999999999999995,1.5310551797269856,55.517267519487454,61.154350307426164,39900,89234.960444861688,9.3423088519026809E-3,372.75812319091699,0.57071325529676331,39527.241876809087]
[null,null,null,null,null,960,0.56999999999999995,1.5310551797269856,55.517267519487454,60.583637052129397,39600,88393.438122557767,9.4304106608966709E-3,373.44426217150817,0.57176377193701,39226.555737828494]
[null,null,null,null,null,{"$f":"F66+B$11","v":975},{"$f":"G66+(B$5/100)*(F67-F66)*60","v":0.56999999999999995},{"$f":"($B$6-$B$6*($B$10/360.000000000001))+$B$4*PI()*(G67^2)*($B$10/360.000000000001)","v":1.5310551797269856},55.517267519487454,60.01187328019239,39200,{"$f":"91140-26.5*F67+1480*B$2+449.5*I67-3.158*F67*B$2-0.3128*F67*I67-66.17*B$2+0.04497*F67*B$2*I67","v":87551.915800253832},9.52018996180648E-3,373.19144650281402,0.57137669719793971,38826.808553497183]
[null,null,null,null,null,990,0.56999999999999995,1.5310551797269856,{"$f":"($B$9/H68)*100","v":55.517267519487454},59.440496582994449,{"$f":"IFERROR(ROUND(J68*1000000/(H68*1000),2-INT(LOG10(ABS(J68*1000000/(H68*1000))))),0)","v":38800},86710.393477949881,{"$f":"IFERROR(1-L68/L67,0)","v":9.6116951252540606E-3},{"$f":"M68*K68","v":372.93377085985753},{"$f":"N68/1000000*1000*H68","v":0.57098218157010161},{"$f":"K68-N68","v":38427.066229140146}]
[null,null,null,null,null,1005,0.56999999999999995,1.5310551797269856,55.517267519487454,{"$f":"IF(J68-O68>=0,J68-O68,0)","v":58.869514401424347},38500,85868.87115564596,9.7049763996044369E-3,373.64159138477083,0.57206589385108719,38126.358408615226]
[null,null,null,null,null,1020,0.56999999999999995,1.5310551797269856,55.517267519487454,58.297448507573257,38100,85027.348833342025,9.8000860029776593E-3,373.38327671344882,0.57167039983556023,37726.616723286548]
[null,null,null,null,null,1035,0.56999999999999995,1.5310551797269856,55.517267519487454,57.725778107737696,37700,84185.826511038089,9.8970782207188357E-3,373.11984892110013,0.57126707734960069,37326.880151078898]
[null,null,null,null,null,1050,0.56999999999999995,1.5310551797269856,55.517267519487454,57.154511030388093,37300,83344.304188734153,9.9960095087217038E-3,372.85115467531955,0.57085569163283545,36927.148845324678]
[null,null,null,null,null,1065,0.56999999999999995,1.5310551797269856,55.517267519487454,56.583655338755257,37000,82502.781866430203,1.0096938603006533E-2,373.58672831124176,0.57198189545818479,36626.413271688762]
[null,null,null,null,null,1080,0.56999999999999995,1.5310551797269856,55.517267519487454,56.01167344329707,36600,81661.259544126282,1.0199926636005108E-2,373.31731487778694,0.57156940862540584,36226.682685122214]
[null,"utifrån simulering",null,null,null,1095,0.56999999999999995,1.5310551797269856,55.517267519487454,55.440104034671663,36200,80819.737221822332,1.0305037260039174E-2,373.04234881341807,0.57114842040830471,35826.957651186582]
["P98; 18,5C; 0min; 73008,6ug/l",73200,null,null,null,1110,0.56999999999999995,1.5310551797269856,55.517267519487454,54.868955614263356,35800,79978.214899518411,1.0412336778505393E-2,372.7616566704931,0.57071866524897075,35427.238343329504]
["P98; 18,5C; 1440min; 37,4ug/l",308,null,null,null,1125,0.56999999999999995,1.5310551797269856,55.517267519487454,54.298236949014388,35500,79136.69257721446,1.0521894285352662E-2,373.52724713001948,0.57189082648757816,35126.47275286998]
["E85; 18,5C; 0min; 63582ug/l",63100,null,null,null,1140,0.56999999999999995,1.5310551797269856,55.517267519487454,53.726346122526813,35100,78295.170254910525,1.0633781813447096E-2,373.24574165199306,0.57145982606732426,34726.75425834801]
["E85; 18,5C; 1440min; 660ug/l",446,null,null,null,1155,0.56999999999999995,1.5310551797269856,55.517267519487454,53.154886296459487,34700,77453.647932606589,1.0748074492515136E-2,372.95818489027522,0.57101956079783067,34327.041815109726]
["P98; 10C; 0min; 107328ug/l",107000,null,null,null,1170,0.56999999999999995,1.5310551797269856,55.517267519487454,52.583866735661658,34300,76612.125610302654,1.0864850717375529E-2,372.66437960598063,0.57056972869548028,33927.33562039402]
["P98; 10C; 1200min; 38324ug/l",9300,null,null,null,1185,0.56999999999999995,1.5310551797269856,55.517267519487454,52.013297006966177,34000,75770.603287998718,1.0984192327262221E-2,373.46253912691554,0.57179175496425605,33626.537460873085]
["E85; 10C; 0min; 104317ug/l",104000,null,null,null,1200,0.56999999999999995,1.5310551797269856,55.517267519487454,51.441505252001917,33600,74929.080965694797,1.1106184797095464E-2,373.16780918240761,0.57134050715609652,33226.832190817593]
["E85; 10C; 1200min; 8925ug/l",22100,null,null,null,1215,0.56999999999999995,1.5310551797269856,55.517267519487454,50.870164744845823,33200,74087.558643390861,1.1230917441643395E-2,372.86645906256075,0.57087912349419367,32827.133540937437]
["P98; 5C; 0min; 78455ug/l",78300,null,null,null,1230,0.56999999999999995,1.5310551797269856,55.517267519487454,50.299285621351629,32900,73246.036321086925,1.1358483633594596E-2,373.69411154526222,0.57214630511484765,32526.305888454739]
["P98; 5C; 1440min; 32663ug/l",55000,null,null,null,1245,0.56999999999999995,1.5310551797269856,55.517267519487454,49.72713931623678,32500,72404.51399878299,1.148898103666629E-2,373.39188369165441,0.57168357759412358,32126.608116308347]
["E85; 5C; 0min; 110472ug/l",110000,null,null,null,1260,0.56999999999999995,1.5310551797269856,55.517267519487454,49.155455738642658,32100,71562.991676479054,1.1622511854966433E-2,373.0826305444225,0.57121009396120737,31726.917369455579]
["E85; 5C; 1440min; 44850ug/l",38300,null,null,null,1275,0.56999999999999995,1.5310551797269856,55.517267519487454,48.584245644681452,31700,70721.469354175118,1.1759183099950277E-2,372.76610426842376,0.57072547476681978,31327.233895731577]
[null,null,null,null,null,1290,0.56999999999999995,1.5310551797269856,55.517267519487454,48.013520169914635,31400,69879.947031871183,1.1899106876436139E-2,373.63195592009475,0.57205114142298585,31026.368044079903]
[null,null,null,null,null,1305,0.56999999999999995,1.5310551797269856,55.517267519487454,47.441469028491646,31000,69038.424709567247,1.2042400689286858E-2,373.31442136789263,0.57156497850209453,30626.685578632107]
[null,null,null,null,null,1320,0.56999999999999995,1.5310551797269856,55.517267519487454,46.86990404998955,30600,68196.902387263312,1.2189187772520538E-2,372.98914583912847,0.57106696371894161,30227.010854160872]
[null,null,null,null,null,1335,0.56999999999999995,1.5310551797269856,55.517267519487454,46.298837086270609,30200,67355.380064959361,1.233959744278823E-2,372.65584277220455,0.57055665833190894,29827.344157227795]
[null,null,null,null,null,1350,0.56999999999999995,1.5310551797269856,55.517267519487454,45.728280427938699,29900,66513.85774265544,1.2493765479347552E-2,373.56358783249181,0.57194646610833333,29526.43641216751]
[null,null,null,null,null,1365,0.56999999999999995,1.5310551797269856,55.517267519487454,45.156333961830363,29500,65672.335420351505,1.2651834532885098E-2,373.22911872011036,0.571434375441363,29126.770881279888]
[null,null,null,null,null,1380,0.56999999999999995,1.5310551797269856,55.517267519487454,44.584899586389,29100,64830.813098047562,1.2813954565763175E-2,372.88607786370841,0.57090916096131072,28727.11392213629]
[null,null,null,null,null,1395,0.56999999999999995,1.5310551797269856,55.517267519487454,44.013990425427686,28700,63989.290775743633,1.2980283326560205E-2,372.53413147227786,0.57037031161572482,28327.465868527721]
[null,null,null,null,null,1410,0.56999999999999995,1.5310551797269856,55.517267519487454,43.44362011381196,28400,63147.768453439705,1.3150986862053515E-2,373.48802688231984,0.57183077812418737,28026.511973117682]
[null,null,null,null,null,1425,0.56999999999999995,1.5310551797269856,55.517267519487454,42.871789335687772,28000,62306.246131135769,1.3326240070136608E-2,373.13472196382503,0.57128984879870293,27626.865278036174]
[null,null,null,null,null,1440,0.56999999999999995,1.5310551797269856,55.517267519487454,42.300499486889066,27600,61464.723808831834,1.350622729754547E-2,372.77187341225499,0.57073430764436517,27227.228126587746]
[null,null,null,null,null,1455,0.56999999999999995,1.5310551797269856,55.517267519487454,41.729765179244701,27300,60623.201486527883,1.3691142986687166E-2,373.76820353655961,0.57225974404189972,26926.231796463442]
[null,null,null,null,null,1470,0.56999999999999995,1.5310551797269856,55.517267519487454,41.1575054352028,26900,59781.679164223962,1.3881192376336782E-2,373.4040749234594,0.57170224304272588,26526.595925076541]
[null,null,null,null,null,1485,0.56999999999999995,1.5310551797269856,55.517267519487454,40.585803192160071,26500,58940.156841920027,1.4076592261522469E-2,373.02969493034544,0.57112904661508268,26126.970305069655]
[null,null,null,null,null,1500,0.56999999999999995,1.5310551797269856,55.517267519487454,40.014674145544987,26100,58098.634519616069,1.4277571818496426E-2,372.64462446275672,0.57053948248112096,25727.355375537245]
[null,null,null,null,null,1515,0.56999999999999995,1.5310551797269856,55.517267519487454,39.444134663063863,25800,57257.112197312148,1.4484373501408077E-2,373.69683633632837,0.57215047692032317,25426.303163663673]
[null,null,null,null,null,1530,0.56999999999999995,1.5310551797269856,55.517267519487454,38.871984186143543,25400,56415.589875008212,1.4697254018050887E-2,373.31025205849255,0.57155859505934159,25026.689747941506]
[null,null,null,null,null,1545,0.56999999999999995,1.5310551797269856,55.517267519487454,38.300425591084199,25000,55574.067552704284,1.4916485392927115E-2,372.91213482317789,0.5709490556040745,24627.087865176822]
[null,null,null,null,null,1560,0.56999999999999995,1.5310551797269856,55.517267519487454,37.729476535480124,24600,54732.545230400348,1.514235612690884E-2,372.50196072195746,0.57032105642181108,24227.498039278042]

{"sheet":"Med avgång_exp","index":7,"n_rows":106,"n_cols":16,"rows_kept":106,"cut":false,"hidden":true,"merged":[]}
["Mängd bränsle",1,"m3",null,null,"Tid (min)","Radie (m)","Volym (m3)","Vol% etanol","Mängd eter (g)","Koncentration eter (ug/l)","Teoretisk eter","Avgång eter (%)","Avgång eter (ug/l)","Avgång eter (g)","Koncentration eter ny (ug/l)"]
["Temperatur",5,"C",null,null,0,{"$f":"B3","v":0.5},{"$f":"B6","v":0.87964594300514221},{"$f":"($B$9/H2)*100","v":96.629786877222159},{"$f":"B8","v":96.576224702644652},{"$f":"IFERROR(ROUND((J2)*1000000/(H2*1000),2-INT(LOG10(ABS((J2)*1000000/(H2*1000))))),0)","v":110000},{"$f":"IF(EXP(12.861295-0.0020879*F2-0.1137143*B$2-0.0025489*I2)>=0,EXP(12.861295-0.0020879*F2-0.1137143*B$2-0.0025489*I2),0)","v":170488.62129886998},null,null,null,{"$f":"K2-N2","v":110000}]
["Initial spridningsradie",0.5,"m",null,null,{"$f":"F2+B$11","v":15},{"$f":"G2+(B$5/100)*(F3-F2)*60","v":0.5},{"$f":"($B$6-$B$6*($B$10/360.000000000001))+$B$4*PI()*(G3^2)*($B$10/360.000000000001)","v":0.87964594300514221},{"$f":"($B$9/H3)*100","v":96.629786877222159},{"$f":"J2","v":96.576224702644652},{"$f":"IFERROR(ROUND((J3)*1000000/(H3*1000),2-INT(LOG10(ABS((J3)*1000000/(H3*1000))))),0)","v":110000},{"$f":"IF(EXP(12.861295-0.0020879*F3-0.1137143*B$2-0.0025489*I3)>=0,EXP(12.861295-0.0020879*F3-0.1137143*B$2-0.0025489*I3),0)","v":165231.91908879494},{"$f":"IFERROR(1-L3/L2,0)","v":3.0833155726328165E-2},{"$f":"M3*K2","v":3391.6471298960982},{"$f":"N3/1000000*1000*H3","v":2.9834486379181375},{"$f":"K3-N3","v":106608.3528701039}]
["Djup råvattenintag",1.1200000000000001,"m",null,null,30,0.5,{"$f":"($B$6-$B$6*($B$10/360.000000000001))+$B$4*PI()*(G4^2)*($B$10/360.000000000001)","v":0.87964594300514221},{"$f":"($B$9/H4)*100","v":96.629786877222159},{"$f":"P3/1000000*1000*H3","v":93.777605092647519},107000,160137.29759657005,{"$f":"IFERROR(1-L4/L3,0)","v":3.0833155726328276E-2},{"$f":"M4*K3","v":3391.6471298961105},{"$f":"N4/1000000*1000*H4","v":2.9834486379181482},{"$f":"K4-N4","v":103608.35287010389}]
["Vattenhastighet",0,"cm/s",null,null,45,0.5,0.87964594300514221,96.629786877222159,{"$f":"P4/1000000*1000*H4","v":91.138667263632058},104000,155199.75936218217,3.0833155726324835E-2,3299.1476627167572,{"$f":"N5/1000000*1000*H5","v":2.9020818568836928},{"$f":"K5-N5","v":100700.85233728324}]
["Inital volym",{"$f":"B4*PI()*B3^2","v":0.87964594300514221},"m3",null,null,60,0.5,0.87964594300514221,96.629786877222159,88.581096215651087,101000,150414.46101307933,3.0833155726328276E-2,3206.648195538141,2.8207150758498858,97793.351804461854]
["Initial mängd eter",{"$f":"B1*B16*1000","v":7610},"g",null,null,75,0.5,0.87964594300514221,96.629786877222159,86.023525167669476,97800,145776.70851317135,3.0833155726328054E-2,3114.1487283591337,2.7393482948157346,94685.851271640873]
["Initial mängd eter i lösning",{"$f":"B7*B18","v":96.576224702644652},"g",null,null,90,0.5,0.87964594300514221,96.629786877222159,83.290024931087174,94700,141281.95255831367,3.0833155726324835E-2,3015.482630034569,2.6525570617123848,91684.517369965426]
["Initial vol etanol i lösning",{"$f":"B1*B19/100","v":0.85},"m3",null,null,105,0.5,0.87964594300514221,96.629786877222159,80.649913740874567,91700,136925.78411376345,3.0833155726328387E-2,2919.8998472832982,2.5684780546440877,88780.100152716695]
["Spridningvinkel",45,"grader",null,null,120,0.5,0.87964594300514221,96.629786877222159,78.095054918927445,88800,132703.9300892342,3.0833155726328165E-2,2827.4003801042927,2.4871112736099379,85972.599619895715]
["delta t",15,"min",null,null,135,0.5,0.87964594300514221,96.629786877222159,75.625448465246706,86000,128612.24914729751,3.0833155726324946E-2,2737.9842284976553,2.4084567186100267,83262.015771502338]
[null,null,null,null,null,150,0.5,0.87964594300514221,96.629786877222159,73.241094379832205,83300,124646.72764102556,3.0833155726328276E-2,2651.6513924642318,2.3325143896450977,80648.348607535765]
[null,null,null,null,null,165,0.5,0.87964594300514221,96.629786877222159,70.941992662683248,80600,120803.4756768926,3.0833155726328165E-2,2568.4018720031363,2.2592842867143714,78031.598127996869]
["Insert bränsle",null,null,null,null,180,0.5,0.87964594300514221,96.629786877222159,68.640178719500099,78000,117078.72329906568,3.0833155726324835E-2,2485.1523515417816,2.1860541837834173,75514.847648458221]
["Ethanol 85",null,null,null,null,195,0.5,0.87964594300514221,96.629786877222159,66.426329370617665,75500,113468.81679134589,3.0833155726328276E-2,2404.9861466536054,2.1155363068874138,73095.013853346391]
["koncentration eter",{"$f":"_xlfn.XLOOKUP(A15,'Attribut bränslen'!A2:A4,'Attribut bränslen'!C2:C4)","v":7.61},"g/l",null,null,210,0.5,0.87964594300514221,96.629786877222159,64.297732390000817,73100,109970.21509313611,3.0833155726328276E-2,2327.9032573377849,2.0477306560256379,70772.096742662208]
["koncentration eter i lösning",{"$f":"_xlfn.XLOOKUP('Med avgång_exp'!A15,'Attribut bränslen'!A2:A4,'Attribut bränslen'!D2:D4)","v":96576.224702644657},"ug/l",null,null,225,0.5,0.87964594300514221,96.629786877222159,62.254387777650244,70800,106579.48632591202,{"$f":"IFERROR(1-L17/L16,0)","v":3.0833155726324724E-2},2253.9036835943375,1.9826372311981049,68546.096316405659]
["Löslighet",{"$f":"B17/(B16*1000000)","v":1.269069969811362E-2},null,null,null,240,0.5,0.87964594300514221,96.629786877222159,60.296295533565953,68500,103293.3044267931,3.0833155726328276E-2,2182.9874254240422,1.9202560324054994,66317.012574575958]
["Andel etanol (%)",{"$f":"_xlfn.XLOOKUP(A15,'Attribut bränslen'!A2:A4,'Attribut bränslen'!B2:B4)","v":85},null,null,null,255,0.5,0.87964594300514221,96.629786877222159,58.335491063446753,66300,100108.44588591476,3.0833155726328276E-2,2112.0711672534871,1.8578748336126654,64187.928832746511]
[null,null,null,null,null,270,0.5,0.87964594300514221,96.629786877222159,56.462651187628268,64200,97021.786584393645,3.0833155726328165E-2,2044.2382246555574,1.7982058608542955,62155.761775344443]
[null,null,null,null,null,285,0.5,0.87964594300514221,96.629786877222159,54.675063680075837,62200,94030.298729790782,3.0833155726324835E-2,1979.4885976300543,1.7412491141302153,60220.511402369943]
["Tröskelvärde:",4,"ug/l",null,null,300,0.5,0.87964594300514221,96.629786877222159,52.972728540789625,60200,91131.047886061977,3.0833155726328276E-2,1917.8222861776187,1.687004593440989,58282.177713822384]
["Tid till tröskelvärde",{"$f":"INDEX(F$2:F$1048576, _xlfn.XMATCH(MIN(ABS(P$2:P$1048576-B$22)), ABS(P$2:P$1048576-B$22), 0))","v":0},"min",null,null,315,0.5,0.87964594300514221,96.629786877222159,51.267681175468574,58300,88321.190095087542,3.0833155726328387E-2,1856.1559747249689,1.6327600727515743,56443.84402527503]
["Radie till tröskelvärde",{"$f":"INDEX(G$2:G$1048576, _xlfn.XMATCH(MIN(ABS(P$2:P$1048576-B$22)), ABS(P$2:P$1048576-B$22), 0))","v":0},"m",null,null,330,0.5,0.87964594300514221,96.629786877222159,49.650598404448218,56400,85597.969086951372,3.0833155726324835E-2,1797.5729788447379,1.5812277780964421,54602.427021155265]
[null,null,null,null,null,345,0.5,0.87964594300514221,96.629786877222159,48.030803407393577,54600,82958.713576235969,3.0833155726328276E-2,1738.9899829649148,1.5296954834416685,52861.010017035085]
["Att fixa",null,null,null,null,360,0.5,0.87964594300514221,96.629786877222159,46.498973004639105,52900,80400.834641684036,3.0833155726328054E-2,1683.4903026575118,1.4808754148211793,51216.509697342488]
["Temperatur -> löslighet (har bara vid 20 grader)",null,null,null,null,375,0.5,0.87964594300514221,96.629786877222159,45.052394970150843,51200,77921.823186650494,3.0833155726324946E-2,1631.0739379225897,1.434767572235027,49568.926062077408]
[null,null,null,null,null,390,0.5,0.87964594300514221,96.629786877222159,43.603104709628248,49600,75519.24747785709,3.0833155726328165E-2,1578.6575731880021,1.3886597296491694,48021.342426812]
[null,null,null,null,null,405,0.5,0.87964594300514221,96.629786877222159,42.241779043405884,48000,73190.75076003719,3.0833155726328387E-2,1529.324524025888,1.3452641130976424,46470.675475974109]
[null,null,null,null,null,420,0.5,0.87964594300514221,96.629786877222159,40.877741151149181,46500,70934.048944126349,3.0833155726324613E-2,1479.9914748635815,1.3018684965459464,45020.008525136422]
[null,null,null,null,null,435,0.5,0.87964594300514221,96.629786877222159,39.601667853193163,45000,68746.928366733104,3.0833155726328387E-2,1433.74174127427,1.2611851060290398,43566.258258725728]
[null,null,null,null,null,450,0.5,0.87964594300514221,96.629786877222159,38.322882329202358,43600,66627.243618694891,3.0833155726328276E-2,1387.4920076847725,1.2205017155119697,42212.50799231523]
[null,null,null,null,null,465,0.5,0.87964594300514221,96.629786877222159,37.132061399512224,42200,64572.915440583893,3.0833155726324724E-2,1344.3255896677579,1.1825305510292388,40855.674410332242]
[null,null,null,null,null,480,0.5,0.87964594300514221,96.629786877222159,35.938528243787765,40900,62581.928683101345,3.0833155726328276E-2,1301.1591716510532,1.1445593865467805,39598.840828348948]
[null,null,null,null,null,495,0.5,0.87964594300514221,96.629786877222159,34.832959682363537,39600,60652.330330361314,3.0833155726328276E-2,1261.0760692068266,1.109300448098657,38338.923930793171]
[null,null,null,null,null,510,0.5,0.87964594300514221,96.629786877222159,33.724678894904976,38300,58782.227584120788,3.0833155726324835E-2,1220.9929667624635,1.0740415096504135,37079.00703323754]
[null,null,null,null,null,525,0.5,0.87964594300514221,96.629786877222159,32.616398107446543,37100,56969.786007079121,3.0833155726328276E-2,1180.9098643183729,1.0387825712024097,35919.090135681625]
[null,null,null,null,null,540,0.5,0.87964594300514221,96.629786877222159,31.596081914288366,35900,55213.227723427255,3.0833155726328276E-2,1143.910077446779,1.0062358587887572,34756.089922553219]
[null,null,null,null,null,555,0.5,0.87964594300514221,96.629786877222159,30.573053495095841,34800,53510.829674877787,3.0833155726324835E-2,1106.9102905750615,0.97368914637499582,33693.089709424938]
[null,null,null,null,null,570,0.5,0.87964594300514221,96.629786877222159,29.637989670203954,33700,51860.921930467259,3.0833155726328165E-2,1072.9938192762202,0.94385465999591978,32627.00618072378]
[null,null,null,null,null,585,0.5,0.87964594300514221,96.629786877222159,28.700213619277374,32600,50261.886048474211,3.0833155726328276E-2,1039.0773479772629,0.91402017361674159,31560.922652022738]
[null,null,null,null,null,600,0.5,0.87964594300514221,96.629786877222159,27.762437568350897,31600,48712.153488842639,3.0833155726328276E-2,1005.1608766783019,0.88418568723756041,30594.839123321697]
[null,null,null,null,null,615,0.5,0.87964594300514221,96.629786877222159,26.912626111724933,30600,47210.204074556517,3.0833155726324835E-2,974.32772095186476,0.85706342689275417,29625.672279048136]
[null,null,null,null,null,630,0.5,0.87964594300514221,96.629786877222159,26.0601024290646,29600,45754.564500453977,3.0833155726328276E-2,943.49456522564526,0.82994116654813932,28656.505434774353]
[null,null,null,null,null,645,0.5,0.87964594300514221,96.629786877222159,25.207578746404067,28700,44343.80688802115,3.0833155726328165E-2,912.66140949931366,0.802818906203426,27787.338590500687]
[null,null,null,null,null,660,0.5,0.87964594300514221,96.629786877222159,24.443019658044157,27800,42976.547384744721,3.0833155726324724E-2,884.91156934551952,0.77840887189309993,26915.088430654479]
[null,null,null,null,null,675,0.5,0.87964594300514221,96.629786877222159,23.675748343649854,26900,41651.444806650958,3.0833155726328387E-2,857.16172919192911,0.75399883758295283,26042.838270808072]
[null,null,null,null,null,690,0.5,0.87964594300514221,96.629786877222159,22.908477029255373,26000,40367.199322700922,3.0833155726328276E-2,829.41188903823058,0.7295888032727107,25170.588110961769]
[null,null,null,null,null,705,0.5,0.87964594300514221,96.629786877222159,22.141205714860988,25200,39122.551179748494,3.0833155726324724E-2,801.66204888444281,0.70517876896239007,24398.337951115558]
[null,null,null,null,null,720,0.5,0.87964594300514221,96.629786877222159,21.461898994767193,24400,37916.279466812062,3.0833155726328276E-2,776.99552430347251,0.68348096068670294,23623.004475696529]
[null,null,null,null,null,735,0.5,0.87964594300514221,96.629786877222159,20.77988004863877,23600,36747.200917448863,3.0833155726328276E-2,752.32899972240989,0.66178315241093466,22847.671000277591]
[null,null,null,null,null,750,0.5,0.87964594300514221,96.629786877222159,20.097861102510421,22800,35614.168749054617,3.0833155726324835E-2,727.6624751412661,{"$f":"N52/1000000*1000*H52","v":0.64008534413509477},22072.337524858733]
[null,null,null,null,null,765,0.5,0.87964594300514221,96.629786877222159,19.415842156382148,22100,34516.071537951284,3.0833155726328276E-2,702.99595056028465,0.61838753585939787,21397.004049439714]
[null,null,null,null,null,780,0.5,0.87964594300514221,96.629786877222159,18.821787804554241,21400,33451.832129160546,3.0833155726328276E-2,681.41274155185488,0.59940195361810067,20718.587258448144]
[null,null,null,null,null,795,0.5,0.87964594300514221,96.629786877222159,18.225021226691943,20700,32420.406579791263,3.0833155726324835E-2,659.82953254335143,0.58041637137673852,20040.17046745665]
[null,null,null,null,null,810,0.5,0.87964594300514221,96.629786877222159,17.628254648829706,20000,31420.78313500568,{"$f":"IFERROR(1-L56/L55,0)","v":3.0833155726328276E-2},638.24632353499533,0.56143078913550604,19361.753676465003]
[null,null,null,null,null,825,0.5,0.87964594300514221,96.629786877222159,17.031488070967338,19400,30451.981235560863,3.0833155726328165E-2,616.66311452656328,0.54244520689420683,18783.336885473436]
[null,null,null,null,null,840,0.5,0.87964594300514221,96.629786877222159,16.52268608740555,18800,29513.050555949696,3.0833155726324724E-2,598.16322109069961,0.52617185068732186,18201.836778909299]
[null,null,null,null,null,855,0.5,0.87964594300514221,96.629786877222159,16.01117187780935,18200,28603.070072199098,3.0833155726328387E-2,579.66332765497373,0.50989849448055802,17620.336672345027]
[null,null,null,null,null,870,0.5,0.87964594300514221,96.629786877222159,15.499657668213029,17600,27721.147158411906,3.0833155726328165E-2,561.16343421917259,0.49362513827372817,17038.836565780828]
[null,null,null,null,null,885,0.5,0.87964594300514221,96.629786877222159,14.988143458616774,17000,26866.416711164224,3.0833155726324835E-2,542.6635407833171,0.47735178206685047,16457.336459216684]
[null,null,null,null,null,900,0.5,0.87964594300514221,96.629786877222159,14.476629249020569,16500,26038.040300900469,3.0833155726328276E-2,524.16364734758065,0.46107842586007736,15975.836352652419]
[null,null,null,null,null,915,0.5,0.87964594300514221,96.629786877222159,14.053079633724769,16000,25235.205349494394,3.0833155726328276E-2,508.74706948441656,0.44751729568772214,15491.252930515584]
[null,null,null,null,null,930,0.5,0.87964594300514221,96.629786877222159,13.626817792394554,15500,24457.124333167649,3.0833155726324835E-2,493.33049162119733,0.43395616551531857,15006.669508378804]
[null,null,null,null,null,945,0.5,0.87964594300514221,96.629786877222159,13.200555951064386,15000,23703.03400998492,3.0833155726328165E-2,477.91391375808655,0.42039503534301026,14522.086086241914]
[null,null,null,null,null,960,0.5,0.87964594300514221,96.629786877222159,12.774294109734123,14500,22972.1946711686,3.0833155726328276E-2,462.49733589492416,0.40683390517065654,14037.502664105075]
[null,null,null,null,null,{"$f":"F66+B$11","v":975},{"$f":"G66+(B$5/100)*(F67-F66)*60","v":0.5},0.87964594300514221,96.629786877222159,12.348032268403905,{"$f":"IFERROR(ROUND((J67)*1000000/(H67*1000),2-INT(LOG10(ABS((J67)*1000000/(H67*1000))))),0)","v":14000},{"$f":"IF(EXP(12.861295-0.0020879*F67-0.1137143*B$2-0.0025489*I67)>=0,EXP(12.861295-0.0020879*F67-0.1137143*B$2-0.0025489*I67),0)","v":22263.889415496931},3.0833155726328165E-2,447.08075803175842,0.39327277499829999,13552.919241968242]
[null,null,null,null,null,990,0.5,{"$f":"($B$6-$B$6*($B$10/360.000000000001))+$B$4*PI()*(G68^2)*($B$10/360.000000000001)","v":0.87964594300514221},{"$f":"($B$9/H68)*100","v":96.629786877222159},11.921770427073691,13600,21577.423446075238,{"$f":"IFERROR(1-L68/L67,0)","v":3.0833155726324946E-2},{"$f":"M68*K67","v":431.66418016854925},0.37971164482590508,13168.335819831451]
[null,null,null,null,null,1005,0.5,0.87964594300514221,96.629786877222159,{"$f":"P68/1000000*1000*H68","v":11.583473180044029},13200,20912.123388789474,3.0833155726328276E-2,419.33091787806455,{"$f":"N69/1000000*1000*H69","v":0.36886274068806191},{"$f":"K69-N69","v":12780.669082121936}]
[null,null,null,null,null,1020,0.5,0.87964594300514221,96.629786877222159,11.242463706979816,12800,20267.336631774739,3.0833155726328165E-2,406.99765558753177,0.35801383655017643,12393.002344412469]
[null,null,null,null,null,1035,0.5,0.87964594300514221,96.629786877222159,10.901454233915645,12400,19642.430685249379,3.0833155726324835E-2,394.66439329695788,0.34716493241225488,12005.335606703042]
[null,null,null,null,null,1050,0.5,0.87964594300514221,96.629786877222159,10.560444760851508,12000,19036.792561087477,3.0833155726328165E-2,382.33113100646926,0.33631602827440821,11617.668868993531]
[null,null,null,null,null,1065,0.5,0.87964594300514221,96.629786877222159,10.219435287787299,11600,18449.828171521662,3.0833155726328165E-2,369.99786871593801,0.32546712413652407,11230.002131284062]
[null,null,null,null,null,1080,0.5,0.87964594300514221,96.629786877222159,9.8784258147231245,11200,17880.961746385197,3.0833155726324946E-2,357.66460642536936,0.31461821999860706,10842.335393574631]
[null,null,null,null,null,1095,0.5,0.87964594300514221,96.629786877222159,9.5374163416589859,10800,17329.635268322385,3.0833155726328165E-2,345.33134413487545,0.30376931586075578,10454.668655865125]
[null,null,null,null,null,1110,0.5,0.87964594300514221,96.629786877222159,9.1964068685947797,10500,16795.30792541373,3.0833155726328276E-2,332.99808184434539,0.29292041172287275,10167.001918155654]
[null,null,null,null,null,1125,0.5,0.87964594300514221,96.629786877222159,8.9433619898311196,10200,16277.455580677872,3.0833155726324835E-2,323.74813512641077,0.28478373361942783,9876.2518648735895]
[null,null,null,null,null,1140,0.5,0.87964594300514221,96.629786877222159,8.6876048850330232,9880,15775.570257930442,3.0833155726328165E-2,314.49818840854726,0.27664705551604546,9565.5018115914536]
[null,null,null,null,null,1155,0.5,0.87964594300514221,96.629786877222159,8.4142548613747614,9570,15289.159643496039,3.0833155726328276E-2,304.63157857612339,0.26796793220573911,9265.3684214238765]
[null,null,null,null,null,1170,0.5,0.87964594300514221,96.629786877222159,8.1502437423534708,9270,14817.746603283485,3.0833155726324835E-2,295.07330030092868,0.25956003149884987,8974.9266996990718]
[null,null,null,null,null,1185,0.5,0.87964594300514221,96.629786877222159,7.8947578601588191,8970,14360.868714751174,3.0833155726328276E-2,285.82335358306312,0.25142335339546573,8684.1766464169377]
[null,"Utifrån simulering",null,null,null,1200,0.5,0.87964594300514221,96.629786877222159,7.6390007553606596,8680,13918.077813303895,3.0833155726328276E-2,276.57340686516466,0.24328667529205267,8403.4265931348345]
["P98; 18,5C; 0min; 73008,6ug/l",72900,null,null,null,1215,0.5,0.87964594300514221,96.629786877222159,7.3920401099925819,8400,13488.93955267519,3.0833155726324724E-2,267.6317917044986,0.23542121979205949,8132.3682082955011]
["P98; 18,5C; 1440min; 37,4ug/l",3400,null,null,null,1230,0.5,0.87964594300514221,96.629786877222159,7.153604701451135,8130,13073.032978864529,3.0833155726328165E-2,258.99850810115657,0.22782698689556682,7871.0014918988436]
["E85; 18,5C; 0min; 63582ug/l",63100,null,null,null,1245,0.5,0.87964594300514221,96.629786877222159,6.9236945297362391,7870,12669.950117211773,3.0833155726328387E-2,250.6735560550498,0.22050397660249668,7619.3264439449504]
["E85; 18,5C; 1440min; 660ug/l",2890,null,null,null,1260,0.5,0.87964594300514221,96.629786877222159,6.7023095948479723,7620,12279.295572203015,3.0833155726324835E-2,242.65693556617646,0.21345218891284731,7377.3430644338232]
["P98; 10C; 0min; 107328ug/l",107000,null,null,null,1275,0.5,0.87964594300514221,96.629786877222159,6.4894498967863363,7380,11900.686139615667,3.0833155726328165E-2,234.94864663462062,0.2066716238266928,7145.0513533653793]
["P98; 10C; 1200min; 38324ug/l",8400,null,null,null,1290,0.5,0.87964594300514221,96.629786877222159,6.2851154355512566,7150,11533.75043062274,3.0833155726328387E-2,227.54868926030349,0.20016228134396372,6922.4513107396961]
["E85; 10C; 0min; 104317ug/l",104000,null,null,null,1305,0.5,0.87964594300514221,96.629786877222159,6.0893062111428025,6920,11178.128507486745,3.0833155726328165E-2,220.45706344324637,0.19392416146467892,6699.5429365567534]
["E85; 10C; 1200min; 8925ug/l",8130,null,null,null,1320,0.5,0.87964594300514221,96.629786877222159,5.8932257641309045,6700,10833.471530486535,3.0833155726324835E-2,213.36543762616785,0.18768604158537525,6486.6345623738325]
["P98; 5C; 0min; 78455ug/l",78100,null,null,null,1335,0.5,0.87964594300514221,96.629786877222159,5.7059417765490776,6490,10499.4414157303,3.0833155726328276E-2,206.58214336639946,0.18171914430955996,6283.4178566336004]
["P98; 5C; 1440min; 32663ug/l",3630,null,null,null,1350,0.5,0.87964594300514221,96.629786877222159,5.5271830257938133,6280,10175.710503519627,3.0833155726328276E-2,200.10718066387051,0.17602346963717072,6079.8928193361298]
["E85; 5C; 0min; 110472ug/l",110000,null,null,null,1365,0.5,0.87964594300514221,96.629786877222159,5.3481530524351228,6080,9861.9612369386068,3.0833155726324835E-2,193.63221796131995,0.17032779496476252,5886.3677820386802]
["E85; 5C; 1440min; 44850ug/l",5170,null,null,null,1380,0.5,0.87964594300514221,96.629786877222159,5.1779195385065018,5890,9557.8858503530664,3.0833155726328165E-2,187.46558681607524,0.16490334289583886,5702.5344131839247]
[null,null,null,null,null,1395,0.5,0.87964594300514221,96.629786877222159,5.0162112614044494,5700,9263.1860675146618,3.0833155726328165E-2,181.60728722807289,0.1597501134303439,5518.3927127719271]
[null,null,null,null,null,1410,0.5,0.87964594300514221,96.629786877222159,4.8542317616989665,5520,8977.5728089730601,3.0833155726324835E-2,175.74898764005155,0.1545968839648322,5344.2510123599486]
[null,null,null,null,null,1425,0.5,0.87964594300514221,96.629786877222159,4.701048721423553,5340,8700.7659085095438,3.0833155726328276E-2,170.19901960933208,0.14971487710280162,5169.800980390668]
[null,null,null,null,null,1440,0.5,0.87964594300514221,96.629786877222159,4.5475944585446584,5170,8432.4938383141398,3.0833155726328387E-2,164.6490515785936,0.14483287024075428,5005.3509484214064]
[null,null,null,null,null,1455,0.5,0.87964594300514221,96.629786877222159,4.4029366550958304,5010,8172.493442636126,3.0833155726324724E-2,159.40741510509883,0.14022208598213681,4850.5925848949009]
[null,null,null,null,null,1470,0.5,0.87964594300514221,96.629786877222159,4.2668040884736245,4850,7920.5096796469297,3.0833155726328276E-2,154.47411018890466,0.13588252432699929,4695.5258898110951]
[null,null,null,null,null,1485,0.5,0.87964594300514221,96.629786877222159,4.1304002992479401,4700,7676.2953712624858,3.0833155726328276E-2,149.54080527269215,0.13154296267184562,4550.4591947273075]
[null,null,null,null,null,1500,0.5,0.87964594300514221,96.629786877222159,4.0027929694523232,4550,7439.6109606790833,3.0833155726324835E-2,144.91583191372672,0.12747462362012482,4405.0841680862732]
[null,null,null,null,null,1515,0.5,0.87964594300514221,96.629786877222159,3.8749144170532723,4410,7210.2242773851667,3.0833155726328276E-2,140.29085855479366,0.1234062845684325,4269.7091414452061]
[null,null,null,null,null,1530,0.5,0.87964594300514221,96.629786877222159,3.7558323240842446,4270,6987.9103094187976,3.0833155726328165E-2,135.97421675310721,0.11960916812017261,4134.0257832468924]
[null,null,null,null,null,1545,0.5,0.87964594300514221,96.629786877222159,3.6364790085117842,4130,6772.4509826468966,3.0833155726324946E-2,131.65757495140753,0.11581205167190108,3998.3424250485923]
[null,null,null,null,null,1560,0.5,0.87964594300514221,96.629786877222159,3.5171256929393357,4000,6563.6349468500202,3.0833155726328276E-2,127.34093314973578,0.11201493522365409,3872.659066850264]

{"sheet":"Med avgång_validera_ekv","index":8,"n_rows":62,"n_cols":16,"rows_kept":62,"cut":false,"hidden":true,"merged":[]}
["Mängd bränsle",0.8,"m3",null,null,"Tid (min)","Radie (m)","Volym (m3)","Vol% etanol","Mängd eter (g)","Koncentration eter (ug/l)","Teoretisk avgång","Avgång eter (%)","Avgång eter (ug/l)","Avgång eter (g)","Koncentration eter ny (ug/l)"]
["Temperatur",20,"C",null,null,0,{"$f":"B3","v":0.56999999999999995},{"$f":"B6","v":1.0207034531513237},{"$f":"$B$9/H2","v":3.9188659425520557E-2},{"$f":"B8","v":82.464841797695073},{"$f":"P2","v":80800},{"$f":"(126461.5-(53.61*F2)-(1936.09*B$2)-(224.59*B$19))","v":86616.750000000015},null,null,null,{"$f":"ROUND((J2-M2)*1000000/(H2*1000),2-INT(LOG10(ABS((J2-M2)*1000000/(H2*1000)))))","v":80800}]
["Initial spridningsradie",0.56999999999999995,"m",null,null,{"$f":"F2+B$11","v":40},{"$f":"G2+(B$5/100)*(F3-F2)*60","v":0.56999999999999995},{"$f":"($B$6-$B$6*($B$10/360.000000000001))+$B$4*PI()*(G3^2)*($B$10/360.000000000001)","v":1.0207034531513237},{"$f":"$B$9/H3","v":3.9188659425520557E-2},{"$f":"J2","v":82.464841797695073},{"$f":"ROUND(J3*1000000/(H3*1000),2-INT(LOG10(ABS(J3*1000000/(H3*1000)))))","v":80800},{"$f":"(126461.5-(53.61*F3)-(1936.09*B$2)-(224.59*B$19))","v":84472.35000000002},{"$f":"1-L3/L2","v":2.4757336196520763E-2},{"$f":"M3*K3","v":2000.3927646788777},{"$f":"N3/1000000*1000*H3","v":2.041807802566654},{"$f":"K3-N3","v":78799.60723532112}]
["Djup råvattenintag",1,"m",null,null,80,0.56999999999999995,1.0207034531513237,{"$f":"$B$9/H4","v":3.9188659425520557E-2},{"$f":"J3-O3","v":80.423033995128421},{"$f":"ROUND(J4*1000000/(H4*1000),2-INT(LOG10(ABS(J4*1000000/(H4*1000)))))","v":78800},{"$f":"(126461.5-(53.61*F4)-(1936.09*B$2)-(224.59*B$19))","v":82327.95},{"$f":"1-L4/L3","v":2.5385821514377405E-2},{"$f":"M4*K4","v":2000.4027353329395},{"$f":"N4/1000000*1000*H4","v":2.0418179796476852},{"$f":"K4-N4","v":76799.597264667056}]
["Vattenhastighet",0,"cm/s",null,null,120,0.56999999999999995,1.0207034531513237,3.9188659425520557E-2,{"$f":"J4-O4","v":78.381216015480732},{"$f":"ROUND(J5*1000000/(H5*1000),2-INT(LOG10(ABS(J5*1000000/(H5*1000)))))","v":76800},80183.55,2.6047047205718044E-2,2000.4132253991456,2.041828686894485,74799.586774600859]
["Inital volym",{"$f":"B4*PI()*B3^2","v":1.0207034531513237},"m3",null,null,160,0.56999999999999995,1.0207034531513237,3.9188659425520557E-2,76.339387328586241,74800,78039.150000000009,2.6743640060835294E-2,2000.42427655048,2.0418399668428138,72799.575723449525]
["Initial mängd eter",{"$f":"B1*B16*1000","v":11992},"g",null,null,200,0.56999999999999995,1.0207034531513237,3.9188659425520557E-2,74.297547361743426,72800,75894.750000000015,2.7478515591212838E-2,2000.4359350402947,2.0418518667036261,70799.564064959704]
["Initial mängd eter i lösning",{"$f":"B7*B18","v":82.464841797695073},"g",null,null,240,0.56999999999999995,1.0207034531513237,3.9188659425520557E-2,72.255695495039802,70800,73750.35000000002,2.8254918818495289E-2,2000.4482523494664,2.0418644390236311,68799.551747650534]
["Initial vol etanol i lösning",{"$f":"B1*B19/100","v":0.04},"m3",null,null,280,0.56999999999999995,1.0207034531513237,3.9188659425520557E-2,70.213831056016176,68800,71605.95,2.9076472179454416E-2,2000.4612859464637,2.0418777424610934,66799.538714053531]
["Spridningvinkel",45,"grader",null,null,320,0.56999999999999995,1.0207034531513237,3.9188659425520557E-2,68.171953313555079,66800,69461.55,2.9947232038678218E-2,2000.4751001837049,2.041891842700748,64799.524899816293]
["delta t",40,"min",null,null,360,0.56999999999999995,1.0207034531513237,3.9188659425520557E-2,66.130061470854329,{"$f":"ROUND(J11*1000000/(H11*1000),2-INT(LOG10(ABS(J11*1000000/(H11*1000)))))","v":64800},67317.150000000009,3.0871755669143464E-2,2000.4897673604964,2.041906813538747,62799.510232639506]
[null,null,null,null,null,400,0.56999999999999995,1.0207034531513237,3.9188659425520557E-2,64.088154657315584,62800,65172.750000000015,3.1855181034847635E-2,2000.5053689884314,2.0419227381742551,60799.49463101157]
[null,null,null,null,null,440,0.56999999999999995,1.0207034531513237,3.9188659425520557E-2,62.046231919141327,60800,63028.350000000013,3.2903322324130846E-2,2000.5219973071555,2.0419397107565969,58799.478002692842]
["Insert bränsle",null,null,null,null,480,0.56999999999999995,1.0207034531513237,3.9188659425520557E-2,60.004292208384733,58800,60883.950000000004,{"$f":"1-L14/L13","v":3.4022784984852228E-2},2000.539757109311,2.0419578382479844,56799.460242890687]
["Petrol 98 Octane",null,null,null,null,520,0.56999999999999995,1.0207034531513237,3.9188659425520557E-2,57.962334370136752,56800,58739.55000000001,3.5221105069562553E-2,2000.558767951153,2.0419772426798999,54799.441232048848]
["koncentration eter",{"$f":"_xlfn.XLOOKUP(A15,'Attribut bränslen'!A2:A4,'Attribut bränslen'!C2:C4)","v":14.99},"g/l",null,null,560,0.56999999999999995,1.0207034531513237,3.9188659425520557E-2,55.920357127456853,54800,56595.15,3.6506919103057589E-2,2000.5791668475558,2.0419980639038986,52799.420833152442]
["koncentration eter i lösning",{"$f":"_xlfn.XLOOKUP('Med avgång_validera_ekv'!A15,'Attribut bränslen'!A2:A4,'Attribut bränslen'!D2:D4)","v":103081.05224711885},"ug/l",null,null,600,0.56999999999999995,1.0207034531513237,3.9188659425520557E-2,53.878359063552956,52800,54450.750000000007,3.7890172567790592E-2,2000.6011115793433,2.0420204629674124,50799.398888420656]
["Löslighet",{"$f":"B17/(B16*1000000)","v":6.8766545861987218E-3},null,null,null,640,0.56999999999999995,1.0207034531513237,3.9188659425520557E-2,51.836338600585542,50800,52306.350000000013,3.9382377653200296E-2,2000.624784782575,2.0420446262876983,48799.375215217427]
["Andel etanol (%)",{"$f":"_xlfn.XLOOKUP(A15,'Attribut bränslen'!A2:A4,'Attribut bränslen'!B2:B4)","v":5},null,null,null,680,0.56999999999999995,1.0207034531513237,3.9188659425520557E-2,49.794293974297844,48800,50161.950000000004,4.0996934406625773E-2,2000.6503990433378,2.0420707708521086,46799.349600956659]
["Konc eter i lösning (funk)",{"$f":"(9.43+0.8444*LOG(B16))","v":10.422846898777086},"ug/l",null,null,720,0.56999999999999995,1.0207034531513237,3.9188659425520557E-2,47.752223203445737,46800,48017.55000000001,4.2749534258536448E-2,2000.6782032995059,2.0420991507523918,44799.321796700497]
["eter",{"$f":"10^B20","v":26475666311.314037},"BLIR SKUMT!",null,null,760,0.56999999999999995,1.0207034531513237,3.9188659425520557E-2,45.710124052693345,44800,45873.15,4.4658671673169614E-2,2000.7084909579987,2.042130065470003,42799.291509041999]
[null,null,null,null,null,800,0.56999999999999995,1.0207034531513237,3.9188659425520557E-2,43.66799398722334,42800,43728.750000000007,4.6746299305802985E-2,2000.7416102883678,2.042163870484877,40799.258389711635]
["Att fixa",null,null,null,null,840,0.56999999999999995,1.0207034531513237,3.9188659425520557E-2,41.625830116738463,40800,41584.350000000013,4.9038675928307907E-2,2000.7779778749625,2.042200991006097,38799.222022125039]
["Temperatur -> löslighet (har bara vid 20 grader)",null,null,null,null,880,0.56999999999999995,1.0207034531513237,3.9188659425520557E-2,39.583629125732365,38800,39439.950000000004,5.1567476706982474E-2,2000.81809623092,2.0422419399505576,36799.18190376908]
["Val bränsle -> koncentration -> löslighet",null,null,null,null,920,0.56999999999999995,1.0207034531513237,3.9188659425520557E-2,37.541387185781808,36800,37295.55000000001,5.4371265683653136E-2,2000.8625771584354,2.0422873417868721,34799.137422841566]
["Avgång eter som funktion av temperatur och koncentration",null,null,null,null,960,0.56999999999999995,1.0207034531513237,3.9188659425520557E-2,35.499099843994934,34800,35151.15,5.7497476240463197E-2,2000.9121731681194,2.0423379646052191,32799.087826831877]
["Luktgräns",null,null,null,null,1000,0.56999999999999995,1.0207034531513237,3.9188659425520557E-2,33.456761879389717,32800,33006.750000000007,6.100511647556317E-2,2000.967820398472,2.0423947639253979,30799.032179601527]
["Plocka ut radie när under 4 ug/l",null,null,null,null,1040,0.56999999999999995,1.0207034531513237,3.9188659425520557E-2,31.414367115464319,30800,30862.350000000009,6.4968529164489031E-2,2001.0306982662621,2.0424589435821785,28798.969301733738]
[null,null,null,null,null,1080,0.56999999999999995,1.0207034531513237,3.9188659425520557E-2,29.37190817188214,28800,28717.95,6.9482719235573698E-2,2001.1023139845224,2.0425320419931063,26798.897686015476]
[null,null,null,null,null,1120,0.56999999999999995,1.0207034531513237,3.9188659425520557E-2,27.329376129889035,26800,26573.550000000007,7.4671068095041426E-2,2001.1846249471103,2.0426160570768523,24798.815375052891]
[null,null,null,null,null,1160,0.56999999999999995,1.0207034531513237,3.9188659425520557E-2,25.286760072812182,24800,24429.150000000005,8.0696783079415524E-2,2001.2802203695051,2.0427136316545957,22798.719779630494]
[null,null,null,null,null,1200,0.56999999999999995,1.0207034531513237,3.9188659425520557E-2,23.244046441157586,22800,22284.750000000004,8.7780377131418841E-2,2001.3925985963497,2.0428283364987956,20798.607401403649]
[null,null,null,null,null,1240,0.56999999999999995,1.0207034531513237,3.9188659425520557E-2,21.201218104658789,20800,20140.350000000009,9.6227240601756581E-2,2001.526604516537,2.0429651168042731,18798.473395483463]
[null,null,null,null,null,1280,0.56999999999999995,1.0207034531513237,3.9188659425520557E-2,19.158252987854517,18800,17995.95,0.10647282693697024,2001.6891464150406,2.0431310238813576,16798.310853584961]
[null,null,null,null,null,{"$f":"F34+B$11","v":1320},{"$f":"G34+(B$5/100)*(F35-F34)*60","v":0.56999999999999995},{"$f":"($B$6-$B$6*($B$10/360.000000000001))+$B$4*PI()*(G35^2)*($B$10/360.000000000001)","v":1.0207034531513237},3.9188659425520557E-2,17.115121963973159,16800,15851.550000000007,0.11916014436581535,2001.8904253456978,2.0433364699809262,14798.109574654301]
[null,null,null,null,null,1360,0.56999999999999995,1.0207034531513237,3.9188659425520557E-2,15.071785493992234,14800,13707.149999999998,0.13528014610558636,2002.1461623626781,2.0435975016372563,12797.853837637322]
[null,null,null,null,null,1400,0.56999999999999995,1.0207034531513237,3.9188659425520557E-2,13.028187992354978,12800,11562.750000000004,0.15644389971657091,2002.4819163721077,2.0439402069140904,10797.518083627892]
[null,null,null,null,null,1440,0.56999999999999995,1.0207034531513237,3.9188659425520557E-2,10.984247785440887,10800,9418.3500000000095,0.18545761172731345,2002.9422066549853,2.0444100267952758,8797.0577933450149]
[null,null,null,null,null,1480,0.56999999999999995,1.0207034531513237,3.9188659425520557E-2,8.939837758645611,8760,7273.9500000000016,0.22768319291595718,1994.5047699437848,2.0357979060084075,6765.4952300562154]
[null,null,null,null,null,1520,0.56999999999999995,1.0207034531513237,3.9188659425520557E-2,6.9040398526372035,6760,5129.5500000000075,0.29480543583609919,1992.8847462520305,2.0341443422320471,4767.1152537479693]
[null,null,null,null,null,1560,0.56999999999999995,1.0207034531513237,3.9188659425520557E-2,4.869895510405156,4770,2985.1499999999987,0.4180483668158036,1994.0907097113832,2.0353752732993824,2775.9092902886168]
[null,null,null,null,null,1600,0.56999999999999995,1.0207034531513237,3.9188659425520557E-2,2.8345202371057736,2780,840.75000000000432,0.71835586151449515,1997.0292950102964,2.0383746974613635,782.97070498970356]
[null,null,null,null,null,1640,0.56999999999999995,1.0207034531513237,3.9188659425520557E-2,0.79614553964441015,780,-1303.6499999999899,2.5505798394290613,1989.4522747546678,2.0306408067218458,-1209.4522747546678]
[null,null,null,null,null,1680,0.56999999999999995,1.0207034531513237,3.9188659425520557E-2,-1.2344952670774356,-1210,-3448.0499999999984,-1.6449200322172555,1990.353238982879,2.0315604240207463,-3200.3532389828788]
[null,null,null,null,null,1720,0.56999999999999995,1.0207034531513237,3.9188659425520557E-2,-3.2660556910981819,-3200,-5592.4499999999925,-0.62191673554617699,1990.1335537477664,2.0313361905426603,-5190.1335537477662]
[null,null,null,null,null,1760,0.56999999999999995,1.0207034531513237,3.9188659425520557E-2,-5.2973918816408423,-5190,-7736.8500000000013,-0.38344553818094251,1990.0823431590916,2.0312839197179624,-7180.0823431590916]
[null,null,null,null,null,1800,0.56999999999999995,1.0207034531513237,3.9188659425520557E-2,-7.3286758013588047,-7180,-9881.2499999999964,-0.27716706411523995,1990.0595203474229,2.0312606243952818,-9170.0595203474222]
[null,null,null,null,null,1840,0.56999999999999995,1.0207034531513237,3.9188659425520557E-2,-9.3599364257540856,-9170,-12025.649999999991,-0.21701707779886092,1990.0466034155547,2.0312474400383196,-11160.046603415554]
[null,null,null,null,null,1880,0.56999999999999995,1.0207034531513237,3.9188659425520557E-2,-11.391183865792405,-11200,-14170.05,-0.17831884347207927,1997.1710468872877,2.0385193840916989,-13197.171046887288]
[null,null,null,null,null,1920,0.56999999999999995,1.0207034531513237,3.9188659425520557E-2,-13.429703249884103,-13200,-16314.449999999993,-0.1513332698190899,1997.5991616119866,2.0389563622695435,-15197.599161611986]
[null,null,null,null,null,1960,0.56999999999999995,1.0207034531513237,3.9188659425520557E-2,-15.468659612153646,-15200,-18458.850000000002,-0.13144175868631858,1997.9147320320424,2.0392784660870076,-17197.914732032041]
[null,null,null,null,null,2000,0.56999999999999995,1.0207034531513237,3.9188659425520557E-2,-17.507938078240652,-17200,-20603.249999999996,-0.11617191753549072,1998.1569816104404,2.0395257310682027,-19198.156981610442]
[null,null,null,null,null,2040,0.56999999999999995,1.0207034531513237,3.9188659425520557E-2,-19.547463809308855,-19200,-22747.649999999991,-0.10408066688507844,1998.3488041935061,2.0397215250411302,-21198.348804193505]
[null,null,null,null,null,2080,0.56999999999999995,1.0207034531513237,3.9188659425520557E-2,-21.587185334349986,-21100,-24892.05,-9.4269078344356938E-2,1989.0775530659314,2.0302583270001815,-23089.07755306593]
[null,null,null,null,null,2120,0.56999999999999995,1.0207034531513237,3.9188659425520557E-2,-23.617443661350165,-23100,-27036.449999999993,-8.6147987007899829E-2,1990.0184998824861,2.0312187546650708,-25090.018499882484]
[null,null,null,null,null,2160,0.56999999999999995,1.0207034531513237,3.9188659425520557E-2,-25.648662416015235,-25100,-29180.850000000002,-7.9315146774077583E-2,1990.8101840293473,2.032026829407577,-27090.810184029346]
[null,null,null,null,null,2200,0.56999999999999995,1.0207034531513237,3.9188659425520557E-2,-27.680689245422812,-27100,-31325.249999999996,-7.3486550254704408E-2,1991.4855119024894,2.0327161388997026,-29091.485511902491]
[null,null,null,null,null,2240,0.56999999999999995,1.0207034531513237,3.9188659425520557E-2,-29.713405384322513,-29100,-33469.649999999987,-6.845595805300797E-2,1992.0683793425319,2.0333110737084832,-31092.068379342531]
[null,null,null,null,null,2280,0.56999999999999995,1.0207034531513237,3.9188659425520557E-2,-31.746716458030996,-31100,-35614.049999999996,-6.4069985793099304E-2,1992.5765581653884,2.033829773587791,-33092.57655816539]
[null,null,null,null,null,2320,0.56999999999999995,1.0207034531513237,3.9188659425520557E-2,-33.780546231618786,-33100,-37758.44999999999,-6.0212191536766824E-2,1993.0235398669818,2.0342860093541031,-35093.023539866983]
[null,null,null,null,null,2360,0.56999999999999995,1.0207034531513237,3.9188659425520557E-2,-35.814832240972891,-35100,-39902.85,-5.6792585500729187E-2,1993.4197510755944,2.0346904235029113,-37093.419751075591]
[null,null,null,null,null,2400,0.56999999999999995,1.0207034531513237,3.9188659425520557E-2,-37.849522664475799,-37100,-42047.249999999993,-5.3740522293520332E-2,1993.7733770896043,2.0350513707965354,-39093.773377089601]